## Impacts Summary
Key findings based on the revised subproject pipeline studied
| Indicators | Based on the subproject pipeline studied (1099 MEUR of building infrastructure investment) | Extrapolated to the PEEB Cool program amount (1287 MEUR or USD eq)
| Total surface area built (m2) | 3645756.7778 | 4270238.7421 |  | 1.17
| Total avoided direct GHG emissions for a 30% energy saving package (tCO2eq over 15 years) | 1334220.4857 | 1562759.2174
| Total avoided indirect GHG emissions for a 30% energy saving package (tCO2eq over 15 years) |  | 4688277.6521
| Total avoided direct and indirect GHG emissions for a 30% energy saving package (tCO2eq over 15 years) |  | 6251036.8694
Total GHG emissions reductions for subproject pipeline studied
| Country | Building type | m2 impacted | Total GHG emissions over buildings lifetime (15 years) |  |  | Emission reductions over buildings lifetime (average of 20% and 40% reduction cases) | Emission reductions per year (average of 20% and 40% reduction cases)
|  |  |  | Baseline | 20% reduction case | 40% reduction case
|  |  | m2 | tCO2 | tCO2 | tCO2 | tCO2 | tCO2/year
| Djibouti | Office | 60000 | 138430.9585 | 94140.8296 | 58664.3292 | 51477.2291 | 3431.8153
| Morocco | Residential | 1217500 | 1423933.6609 | 1066048.7854 | 977457.3979 | 402180.5693 | 26812.038
| Morocco | Education | 11250 | 6568.7158 | 5632.7025 | 5198.0469 | 1153.3411 | 76.8894
| Nigeria | Residential | 75000 | 72649.9584 | 54020.8988 | 50642.5238 | 20318.2471 | 1354.5498
| Nigeria | Retail | 14000 | 23691.9726 | 19509.7475 | 16272.1417 | 5801.028 | 386.7352
| Tunisia | Residential | 340000 | 346089.3341 | 261838.1436 | 237098.0436 | 96621.2406 | 6441.416
| Tunisia | Hospital | 68779 | 169495.4413 | 144180.7905 | 128398.9424 | 33205.5749 | 2213.705
| Argentina | Residential | 525000 | 514227.2025 | 391222.9141 | 346625.272 | 145303.1094 | 9686.874
| Mexico | Residential | 191250 | 168320.4995 | 125810.61 | 117195.7538 | 46817.3176 | 3121.1545
| Mexico | Office | 60000 | 82693.9811 | 58227.1537 | 50748.0299 | 28206.3893 | 1880.426
| Indonesia | Residential | 207777.7778 | 253964.7179 | 190091.5352 | 181452.1352 | 68192.8827 | 4546.1922
| Sri Lanka | Office | 15000 | 27355.3467 | 18732.9455 | 15994.5239 | 9991.6119 | 666.1075
| Albania | Hospital | 393700 | 424306.5932 | 282608.8547 | 266907.2811 | 159018.323 | 10601.2215
| Costa Rica | Education | 72800 | 30750.8315 | 26662.9823 | 26345.9532 | 4246.3637 | 283.0909
| North Macedonia | Retail | 393700 | 983886.5481 | 796344.5857 | 648053.9942 | 261687.2581 | 17445.8172
| Total CO2 reductions (tCO2/year) |  | 3645756.7778 | 4666365.762 | 3535073.4791 | 3127054.3688 | 1334220.4857 | 88948.0324
| Scaled up to total programme |  | 4265535.43
301.7206
It is assumed that the energy and GHG values would continue for a period of 15 years
Direct GHG emissions avoided over 15-year lifetimes are multiplied by 1,17 to reflect the total financing of 1,17x the pipeline analysed
| Year |  | 0 | 1 | 2 | 3 | 4 | 5 | 6 | 7 | 8 | 9 | 10 | 11 | 12 | 13 | 14 | 15 | 16 | 17 | 18 | 19 | 20 | 21 | 22 | 23 | 24 | 24 | 24
| % of project completion (construction) |  | 0: 0%; 1: 10%; 2: 20%; 3: 20%; 4: 20%; 5: 20%; 6: 10%
Investment
| CO2 reductions - Year 1 |  | 0 | 0 | 106828.6864 | 106828.6864 | 106828.6864 | 106828.6864 | 106828.6864 | 106828.6864 | 106828.6864 | 106828.6864 | 106828.6864 | 106828.6864 | 106828.6864 | 106828.6864 | 106828.6864 | 106828.6864 | 106828.6864 | 106828.6864 | 106828.6864 | 106828.6864 | 106828.6864 | 106828.6864 | 106828.6864 | 106828.6864 | 106828.6864 | 106828.6864 | 106828.6864
| CO2 reductions - Year 2 |  | 0: 0; 1: 0; 2: 0; 3: #REF!
| Total CO2 reductions |  | 0 | 0 | 106828.6864 | #REF! | 106828.6864 | 106828.6864 | 106828.6864 | 106828.6864 | 106828.6864 | 106828.6864 | 106828.6864 | 106828.6864 | 106828.6864 | 106828.6864 | 106828.6864 | 106828.6864 | 106828.6864 | 106828.6864 | 106828.6864 | 106828.6864 | 106828.6864 | 106828.6864 | 106828.6864 | 106828.6864 | 106828.6864 | 106828.6864 | 106828.6864
Cumulative CO2 savings
Annual and cumulative GHG emissions reductions for the programme
| Year |  | Notes / sources | Total | 1 | 2 | 3 | 4 | 5 | 6 | 7 | 8 | 9 | 10 | 11 | 12 | 13 | 14 | 15 | 16 | 17 | 18 | 19 | 20 | 21 | 22 | 23 | 24 | 25
| Category | Unit | 0: Notes / sources
| Expected disbursement* | % |  | 100% | 2.354% | 8.272% | 9.163% | 10.14% | 10.05% | 11.89% | 13.81% | 12.78% | 11.76% | 9.782% | 0% | 0% | 0% | 0% | 0% | 0% | 0% | 0% | 0% | 0% | 0% | 0% | 0%
| Investments in EE / subproject costs* | Million EUR | Note that this does not include baseline investments which do not have environmental benefits which can be calculated here | 1287 | 30.2934 | 106.4626 | 117.9316 | 130.4513 | 129.4005 | 153.039 | 177.7282 | 164.5079 | 151.2876 | 125.8979 | 0 | 0 | 0 | 0 | 0 | 0 | 0 | 0 | 0 | 0 | 0 | 0 | 0 | 0 | 0
| Additional subproject costs (baseline investments, grants, TC)* | Million EUR | GCF budget | 51.5 | 1.2122 | 4.2602 | 4.7191 | 5.2201 | 5.178 | 6.1239 | 7.1119 | 6.5829 | 6.0539 | 5.0379 | 0 | 0 | 0 | 0 | 0 | 0 | 0 | 0 | 0 | 0 | 0 | 0 | 0 | 0 | 0
1 | CO2 reductions - Year 1 | tCO2 |  | 36784.2244 |  | 2452.2816 | 2452.2816 | 2452.2816 | 2452.2816 | 2452.2816 | 2452.2816 | 2452.2816 | 2452.2816 | 2452.2816 | 2452.2816 | 2452.2816 | 2452.2816 | 2452.2816 | 2452.2816 | 2452.2816 | 0 | 0 | 0 | 0 | 0 | 0 | 0 | 0 | 0
2 | CO2 reductions - Year 2 | tCO2 |  | 129273.8451 |  |  | 8618.2563 | 8618.2563 | 8618.2563 | 8618.2563 | 8618.2563 | 8618.2563 | 8618.2563 | 8618.2563 | 8618.2563 | 8618.2563 | 8618.2563 | 8618.2563 | 8618.2563 | 8618.2563 | 8618.2563 | 0 | 0 | 0 | 0 | 0 | 0 | 0 | 0
3 | CO2 reductions - Year 3 | tCO2 |  | 143200.1942 |  |  |  | 9546.6796 | 9546.6796 | 9546.6796 | 9546.6796 | 9546.6796 | 9546.6796 | 9546.6796 | 9546.6796 | 9546.6796 | 9546.6796 | 9546.6796 | 9546.6796 | 9546.6796 | 9546.6796 | 9546.6796 | 0 | 0 | 0 | 0 | 0 | 0 | 0
4 | CO2 reductions - Year 4 | tCO2 |  | 158402.4756 |  |  |  |  | 10560.165 | 10560.165 | 10560.165 | 10560.165 | 10560.165 | 10560.165 | 10560.165 | 10560.165 | 10560.165 | 10560.165 | 10560.165 | 10560.165 | 10560.165 | 10560.165 | 10560.165 | 0 | 0 | 0 | 0 | 0 | 0
5 | CO2 reductions - Year 5 | tCO2 |  | 157126.5433 | [5 empty] | 10475.1029 | 10475.1029 | 10475.1029 | 10475.1029 | 10475.1029 | 10475.1029 | 10475.1029 | 10475.1029 | 10475.1029 | 10475.1029 | 10475.1029 | 10475.1029 | 10475.1029 | 10475.1029 | 10475.1029 | 0 | 0 | 0 | 0 | 0
6 | CO2 reductions - Year 6 | tCO2 |  | 185829.863 | [6 empty] | 12388.6575 | 12388.6575 | 12388.6575 | 12388.6575 | 12388.6575 | 12388.6575 | 12388.6575 | 12388.6575 | 12388.6575 | 12388.6575 | 12388.6575 | 12388.6575 | 12388.6575 | 12388.6575 | 12388.6575 | 0 | 0 | 0 | 0
7 | CO2 reductions - Year 7 | tCO2 |  | 215809.115 | [7 empty] | 14387.2743 | 14387.2743 | 14387.2743 | 14387.2743 | 14387.2743 | 14387.2743 | 14387.2743 | 14387.2743 | 14387.2743 | 14387.2743 | 14387.2743 | 14387.2743 | 14387.2743 | 14387.2743 | 14387.2743 | 0 | 0 | 0
8 | CO2 reductions - Year 8 | tCO2 |  | 199756.212 | [8 empty] | 13317.0808 | 13317.0808 | 13317.0808 | 13317.0808 | 13317.0808 | 13317.0808 | 13317.0808 | 13317.0808 | 13317.0808 | 13317.0808 | 13317.0808 | 13317.0808 | 13317.0808 | 13317.0808 | 13317.0808 | 0 | 0
9 | CO2 reductions - Year 9 | tCO2 |  | 183703.3091 | [9 empty] | 12246.8873 | 12246.8873 | 12246.8873 | 12246.8873 | 12246.8873 | 12246.8873 | 12246.8873 | 12246.8873 | 12246.8873 | 12246.8873 | 12246.8873 | 12246.8873 | 12246.8873 | 12246.8873 | 12246.8873 | 0
10 | CO2 reductions - Year 10 | tCO2 | 1: 152873.4355; 12: 10191.5624; 13: 10191.5624; 14: 10191.5624; 15: 10191.5624; 16: 10191.5624; 17: 10191.5624; 18: 10191.5624; 19: 10191.5624; 20: 10191.5624; 21: 10191.5624; 22: 10191.5624; 23: 10191.5624; 24: 10191.5624; 24: 10191.5624; 24: 10191.5624
| Total CO2 reductions | tCO2 |  | 1562759.2174 | 0 | 2452.2816 | 11070.538 | 20617.2176 | 31177.3826 | 41652.4855 | 54041.143 | 68428.4174 | 81745.4982 | 93992.3855 | 104183.9478 | 104183.9478 | 104183.9478 | 104183.9478 | 104183.9478 | 104183.9478 | 101731.6662 | 93113.4099 | 83566.7302 | 73006.5652 | 62531.4623 | 50142.8048 | 35755.5304 | 22438.4496 | 10191.5624
| Cumulative CO2 reductions | tCO2 |  |  |  | 2452.2816 | 13522.8196 | 34140.0372 | 65317.4198 | 106969.9053 | 161011.0484 | 229439.4658 | 311184.9639 | 405177.3494 | 509361.2972 | 613545.245 | 717729.1929 | 821913.1407 | 926097.0885 | 1030281.0363 | 1132012.7025 | 1225126.1124 | 1308692.8426 | 1381699.4078 | 1444230.8701 | 1494373.6749 | 1530129.2053 | 1552567.655 | 1562759.2174
*Expected disbursement and investments taken from Annex 4 Budget plan
|  | Mid-Term | 0: End of programme
| Target for disbursement | 51.87% | 0: 100%
| Total budget (MEUR or USD eq) | 694.2919 | 0: 1338.5
| GCF contribution (MEUR or USD eq) | 114.116 | 0: 220
| GCF grant (MEUR) | 22.8232 | 0: 44
Mitigation
| GCF allocation for mitigation | 35% | 0: 35%
| Direct emissions reductions (tCO2eq - lifetime) | 810617.1457 | 0: 1562759.2174
| Total project cost per tCO2eq reduced (lifetime) - EUR or USD eq |  | 0: 299.7743
| GCF contribution per tCO2eq reduced (lifetime) - EUR or USD eq |  | 0: 49.2718
| GCF grant per tCO2eq reduced (lifetime) - EUR or USD eq |  | 0: 9.8544
| Adaptation / beneficiaries | Mid-Term | 0: End of programme
| Total direct beneficiaries | 587832.5057 | 0: 1133260.8389
| Total indirect beneficiaries | N/A | 0: 33620; 1: 1166880.8389
| GCF allocation for adaptation | 65% | 0: 65%
| Total project cost per beneficiary - EUR or USD eq |  | 0: 1181.105
| GCF contribution per beneficiary - EUR or USD eq |  | 0: 194.1301
| GCF grant per beneficiary - EUR or USD eq |  | 0: 38.826
Buildings with interventions
| Residential | 22101.5627 | 0: 42608.7963
| Small scale healthcare | 0 | 0: 0
| Hospital | 7.0648 | 0: 13.6199
| Education | 4.3597 | 0: 8.405
| Small scale office | 7.0026 | 0: 13.5
| Hotel | 0 | 0: 0
| Retail | 42.2955 | 0: 81.54
| Total | 22162.2853 | 0: 42725.8612
Energy savings
| Country | Building type | 0: m2 impacted; 1: Energy savings
|  |  | m2 | MWh/yr
| Djibouti | Office | 0: 60000; 1: 5070
| Morocco | Residential | 0: 1217500; 1: 50526.25
| Morocco | Education | 0: 11250; 1: 129.375
| Nigeria | Residential | 0: 75000; 1: 2737.5
| Nigeria | Retail | 0: 14000; 1: 959
| Tunisia | Residential | 0: 340000; 1: 14110
| Tunisia | Hospital | 0: 68779; 1: 8253.48
| Argentina | Residential | 0: 525000; 1: 23100
| Mexico | Residential | 0: 191250; 1: 6980.625
| Mexico | Office | 0: 60000; 1: 5280
| Indonesia | Residential | 0: 207777.7778; 1: 6856.6667
| Sri Lanka | Office | 0: 15000; 1: 1320
| Albania | Hospital | 0: 393700; 1: 47244
| Costa Rica | Education | 0: 72800; 1: 1019.2
| North Macedonia | Retail | 0: 393700; 1: 25787.35
| Total CO2 reductions (tCO2/year) |  | 0: 3645756.7778; 1: 199373.4467
| Scaled up to total programme |  | 0: 4265535.43; 1: 233266.9326
|  |  | Mid-term | 139960.1596

## Beneficiaries
| Input |  | Indirect impact | 45% | Impacted over 15 years due to policy improvements (3% building renovation / renewal rate)
Assumption
[8 empty] | Number of assets (m^2 devided by default area in EDGE) | [6 empty] | Beneficiary by asset | [6 empty] | Turnover in first 15 yrs | [6 empty] | Direct beneficiaries | [7 empty] | Beneficiaries by Gender | Additional turnover from year 16 to 26
Unit: m² | Residential | Small scale healthcare | Hospital | Education | Small scale office | Hotel | Retail | Residential | Small scale healthcare | Hospital | Education | Small scale office | Hotel | Retail | Household members | Health Centers/100000 people | Hospitals/100000 people | Education (Occupanty Density m2/person) | Small scale office (Occupanty Density m2/person) | Hotel (Occupanty Density m2/person) | Retail (Occupanty Density m2/person) | Residential | Small scale healthcare | Hospital | Education | Small scale office | Hotel | Retail | Residential | Small scale healthcare | Hospital | Education | Small scale office | Hotel | Retail | Total | Residential (Sex Ratio - males/100 females) | Residential | Small scale healthcare | Hospital | Education | Small scale office | Hotel | Retail | Residential | Small scale healthcare | Hospital | Education | Small scale office | Hotel | Retail | Total
Albania | 0 | 0 | 393700 | 0 | 0 | 0 | 0 | 0 | 0 | 10 | 0 | 0 | - | 0 | 3.7 | - | 1.36 | 5 | 28 | NA | 28 | 1 | N/A | N/A | 3 | 2 | NA | 1 | 0 | 0 | 735294.1176 | 0 | 0 | 0 | 0 | 735294.1176 | 103.7 | 0 | 0 | 0 | 2 | 0 | NA | 0 | 0 | 0 | 0 | 0 | 0 | 0 | 0 | 0
Argentina | 525000 | 0 | 0 | 0 | 0 | 0 | 0 | 8750 | 0 | 0 | 0 | 0 | - | 0 | 3.3 | - | - | 5 | 28 | NA | 28 | 1 | N/A | N/A | 3 | 2 | NA | 1 | 28875 | 0 | 0 | 0 | 0 | 0 | 0 | 28875 | 95.3 | 0 | 0 | 0 | 2 | 0 | NA | 0 | 0 | 0 | 0 | 0 | 0 | 0 | 0 | 0
Costa Rica | 0 | 0 | 0 | 72800 | 0 | 0 | 0 | 0 | 0 | 0 | 7.28 | 0 | - | 0 | 3.2 | 0.7 | 0.84 | 5 | 28 | NA | 28 | 1 | N/A | N/A | 3 | 2 | NA | 1 | 0 | 0 | 0 | 43680 | 0 | 0 | 0 | 43680 | 99.8 | 0 | 0 | 0 | 2 | 0 | NA | 0 | 0 | 0 | 0 | 29120 | 0 | 0 | 0 | 29120
Djibouti | 0 | 0 | 0 | 0 | 60000 | 0 | 0 | 0 | 0 | 0 | 0 | 6 | - | 0 | 6.3 | 99 | - | 5 | 28 | NA | 28 | 1 | N/A | N/A | 3 | 2 | NA | 1 | 0 | 0 | 0 | 0 | 4285.7143 | 0 | 0 | 4285.7143 | 110.7 | 0 | 0 | 0 | 2 | 0 | NA | 0 | 0 | 0 | 0 | 0 | 0 | 0 | 0 | 0
Indonesia | 207777.7778 | 0 | 0 | 0 | 0 | 0 | 0 | 3462.963 | 0 | 0 | 0 | 0 | - | 0 | 4 | 3.42 | 0.43 | 5 | 28 | NA | 28 | 1 | N/A | N/A | 3 | 2 | NA | 1 | 13851.8519 | 0 | 0 | 0 | 0 | 0 | 0 | 13851.8519 | 101.4 | 0 | 0 | 0 | 2 | 0 | NA | 0 | 0 | 0 | 0 | 0 | 0 | 0 | 0 | 0
N. Macedonia | 0 | 0 | 0 | 0 | 0 | 0 | 393700 | 0 | 0 | 0 | 0 | 0 | - | 78.74 | 3.7 | 1.71 | 4.8 | 5 | 28 | NA | 28 | 1 | N/A | N/A | 3 | 2 | NA | 1 | 0 | 0 | 0 | 0 | 0 | 0 | 14060.7143 | 14060.7143 | 100.1 | 0 | 0 | 0 | 2 | 0 | NA | 0 | 0 | 0 | 0 | 0 | 0 | 0 | 0 | 0
Mexico | 191250 | 0 | 0 | 0 | 60000 | 0 | 0 | 3187.5 | 0 | 0 | 0 | 6 | - | 0 | 3.7 | 3.51 | 3.51 | 5 | 28 | NA | 28 | 1 | N/A | N/A | 3 | 2 | NA | 1 | 11793.75 | 0 | 0 | 0 | 4285.7143 | 0 | 0 | 16079.4643 | 95.8 | 0 | 0 | 0 | 2 | 0 | NA | 0 | 0 | 0 | 0 | 0 | 0 | 0 | 0 | 0
Morocco | 1217500 | 0 | 0 | 11250 | 0 | 0 | 0 | 20291.6667 | 0 | 0 | 1.125 | 0 | - | 0 | 4.2 | - | - | 5 | 28 | NA | 28 | 1 | N/A | N/A | 3 | 2 | NA | 1 | 85225 | 0 | 0 | 6750 | 0 | 0 | 0 | 91975 | 98.5 | 0 | 0 | 0 | 2 | 0 | NA | 0 | 0 | 0 | 0 | 4500 | 0 | 0 | 0 | 4500
Nigeria | 75000 | 0 | 0 | 0 | 0 | 0 | 14000 | 1250 | 0 | 0 | 0 | 0 | - | 2.8 | 4.9 | - | - | 5 | 28 | NA | 28 | 1 | N/A | N/A | 3 | 2 | NA | 1 | 6125 | 0 | 0 | 0 | 0 | 0 | 500 | 6625 | 102.8 | 0 | 0 | 0 | 2 | 0 | NA | 0 | 0 | 0 | 0 | 0 | 0 | 0 | 0 | 0
Sri Lanka | 0 | 0 | 0 | 0 | 15000 | 0 | 0 | 0 | 0 | 0 | 0 | 1.5 | - | 0 | 3.8 | 0.1 | 0.1 | 5 | 28 | NA | 28 | 1 | N/A | N/A | 3 | 2 | NA | 1 | 0 | 0 | 0 | 0 | 1071.4286 | 0 | 0 | 1071.4286 | 92.1 | 0 | 0 | 0 | 2 | 0 | NA | 0 | 0 | 0 | 0 | 0 | 0 | 0 | 0 | 0
Tunisia | 340000 | 0 | 68779 | 0 | 0 | 0 | 0 | 5666.6667 | 0 | 3.6199 | 0 | 0 | - | 0 | 3.9 | 1.19 | 2.33 | 5 | 28 | NA | 28 | 1 | N/A | N/A | 3 | 2 | NA | 1 | 22100 | 0 | 155362.548 | 0 | 0 | 0 | 0 | 177462.548 | 98.4 | 0 | 0 | 0 | 2 | 0 | NA | 0 | 0 | 0 | 0 | 0 | 0 | 0 | 0 | 0
Total | 2556527.7778 | 0 | 462479 | 84050 | 135000 | 0 | 407700 | 42608.7963 | 0 | 13.6199 | 8.405 | 13.5 | 0 | 81.54 | [14 empty] | 167970.6019 | 0 | 890656.6656 | 50430 | 9642.8571 | 0 | 14560.7143 | 1133260.8389 | UN DESA | [7 empty] | 0 | 0 | 0 | 33620 | 0 | 0 | 0 | 33620
Source of Data | [7 empty] | EDGE |  | For Albania based on Feasibility Study |  |  |  |  | Feasibility study | WHO Global Health Observatory |  | EDGE | EDGE |  | EDGE | Assumption: One household per 25years | Assumption: All covered population has used the healthcare unit at least once during the first 15 years | Assumption: All covered population has used the hospital at least once during the first 15 years | Assumption: A pupil will remain for 5 years in school | Assumption: 12.5 year average occupancy |  | Assumption: Same business for 25 years
[15 empty] | UN DESA 2019, 2017 | [23 empty] | Assumption: All covered population has used the healthcare unit at least once during the first 15 years | Assumption: All covered population has used the hospital at least once during the first 15 years
Direct Beneficiaries by gender and country (females) | Residential | Small scale healthcare | Hospital | Education | Small scale office | Hotel | Retail | Total | Population (thousands) | Total Direct Beneficiaries | Female Direct beneficiaries | % females relative to total direct beneficiaries | Total Indirect Beneficiaries | Female Indirect beneficiaries | % females relative to total indirect | Direct as % of the country population | Direct Female as % of the country population | Indirect as % of the country population | Indirect Female as % of the country population
Albania | 0 | 0 | 360969.1299 | 0 | 0 | 0 | 0 | 360969.1299 | 2878 | 735294.1176 | 360969.1299 | 49.09% | 0 | 0 | 0% | 25.55% | 12.54% | 0% | 0%
Argentina | 14784.9462 | 0 | 0 | 0 | 0 | 0 | 0 | 14784.9462 | 45196 | 28875 | 14784.9462 | 51.2% | 0 | 0 | 0% | 0.06389% | 0.03271% | 0% | 0%
Costa Rica | 0 | 0 | 0 | 21861.8619 | 0 | 0 | 0 | 21861.8619 | 5094 | 43680 | 21861.8619 | 50.05% | 29120 | 14545.4254 | 49.95% | 0.8575% | 0.4292% | 0.5717% | 0.2855%
Djibouti | 0 | 0 | 0 | 0 | 2034.0362 | 0 | 0 | 2034.0362 | 988 | 4285.7143 | 2034.0362 | 47.46% | 0 | 0 | 0% | 0.4338% | 0.2059% | 0% | 0%
Indonesia | 6877.7815 | 0 | 0 | 0 | 0 | 0 | 0 | 6877.7815 | 273524 | 13851.8519 | 6877.7815 | 49.65% | 0 | 0 | 0% | 0.005064% | 0.002515% | 0% | 0%
North Macedonia | 0 | 0 | 0 | 0 | 0 | 0 | 7026.8437 | 7026.8437 | 2083 | 14060.7143 | 7026.8437 | 49.98% | 0 | 0 | 0% | 0.675% | 0.3373% | 0% | 0%
Mexico | 6023.3657 | 0 | 0 | 0 | 2188.8224 | 0 | 0 | 8212.1881 | 128933 | 16079.4643 | 8212.1881 | 51.07% | 0 | 0 | 0% | 0.01247% | 0.006369% | 0% | 0%
Morocco | 42934.5088 | 0 | 0 | 3400.5038 | 0 | 0 | 0 | 46335.0126 | 36911 | 91975 | 46335.0126 | 50.38% | 4500 | 2232.9975 | 49.62% | 0.2492% | 0.1255% | 0.01219% | 0.00605%
Nigeria | 3020.217 | 0 | 0 | 0 | 0 | 0 | 246.5483 | 3266.7653 | 206140 | 6625 | 3266.7653 | 49.31% | 0 | 0 | 0% | 0.003214% | 0.001585% | 0% | 0%
Sri Lanka | 0 | 0 | 0 | 0 | 557.7452 | 0 | 0 | 557.7452 | 21413 | 1071.4286 | 557.7452 | 52.06% | 0 | 0 | 0% | 0.005004% | 0.002605% | 0% | 0%
Tunisia | 11139.1129 | 0 | 78307.7359 | 0 | 0 | 0 | 0 | 89446.8488 | 11819 | 177462.548 | 89446.8488 | 50.4% | 0 | 0 | 0% | 1.502% | 0.7568% | 0% | 0%
Total | 84779.9321 | 0 | 439276.8658 | 25262.3656 | 4780.6038 | 0 | 7273.392 | 561373.1594 | 734979 | 1133260.8389 | 561373.1594 | 49.54% | 33620 | 16778.4229 | 49.91% | 0.1542% | 0.07638% | 0.004574% | 0.002283%
Source of Data | [8 empty] | UNDESA for 2020
ARA3 outcome targets
[9 empty] | Mid-term direct | 587832.5057 |  |  | Mid-term indirect | 17438.9939
[9 empty] | Mid-term direct females | 291189.2652 |  |  | Mid-term indirect females | 8703.1176
[9 empty] | Mid-term direct males | 296643.2406 |  |  | Mid-term indirect males | 8735.8763
[9 empty] | Final direct | 1133260.8389 |  |  | Final indirect | 33620
[9 empty] | Final direct females | 561373.1594 |  |  | Final indirect females | 16778.4229
[9 empty] | Final direct males | 571887.6795 |  |  | Final indirect males | -16841.5771

## DJ-Office
GHG baseline emissions and emissions reductions for Djibouti small scale office
GHG emissions summary (tCO2 over lifetime)
Emissions without EE measures (baseline) | 138430.9585
Emissions - 20% reduction case | 94140.8296
Emissions - 40% reduction case | 79766.6293
GHG reductions - 20% reduction case | 44290.1289
GHG reductions - 40% reduction case | 58664.3292
GHG reductions - average of 20% and 40% reduction case | 51477.2291
Emissions without EE measures (baseline): | Source of information | Unit | Value
Djibouti
Type of building |  |  | Offices
m2 impacted | A | m2 | 60000
Lifetime of investment | L | Years | 15
Baseline characteristics of building
Energy consumption
Electricity | B1 | kWh/m2/yr | 197
Natural gas | N/A | kWh/m2/yr | 0
GHG emissions factors
Electricity | D | kgCO2/kWh | 0.63885
Natural gas | E | kgCO2/kWh | 0.231
Total GHG emissions per unit
Electricity | F1 = B1 x D | kgCO2/m2 | 125.8541
Natural gas | G1 = C1 x E | kgCO2/m2 | 0
Building materials | H1 | kgCO2/m2 | 419.371
Total GHG emissions
Electricity | I1 = F1 x A | tCO2/yr | 7551.2466
Natural gas | J1 = G1 x A | tCO2/yr | 0
Electricity | I1 = F1 x A x L | tCO2 over lifetime | 113268.6985
Natural gas | J1 = G1 x A x L | tCO2 over lifetime | 0
Building materials | K1 = H1 x A | tCO2 over lifetime | 25162.26
Total |  | tCO2 over lifetime | 138430.9585
Emissions - 20% reduction case
Characteristics of building
Energy consumption
Electricity | B2 | kWh/m2/yr | 125
Natural gas | N/A | kWh/m2/yr | 0
GHG emissions factors
Electricity | D | kgCO2/kWh | 0.63885
Natural gas | E | kgCO2/kWh | 0.231
Total GHG emissions per unit
Electricity | F2 = B2 x D | kgCO2/m2 | 79.8567
Natural gas | G2 = C2 x E | kgCO2/m2 | 0
Building materials | H2 | kgCO2/m2 | 371.1638
Total GHG emissions
Electricity | I2 = F2 x A | tCO2/yr | 4791.4001
Natural gas | J2 = G2 x A | tCO2/yr | 0
Electricity | I2 = F2 x A x L | tCO2 over lifetime | 71871.0016
Natural gas | J2 = G2 x A x L | tCO2 over lifetime | 0
Building materials | K2 = H2 x A | tCO2 over lifetime | 22269.828
Total |  | tCO2 over lifetime | 94140.8296
Emissions - 40% reduction case
Characteristics of building
Energy consumption |  | kWh/m2/yr
Electricity | B3 | kWh/m2/yr | 100
Natural gas | N/A | kWh/m2/yr | 0
GHG emissions factors
Electricity | D | tCO2/MWh | 0.63885
Natural gas | E | tCO2/MWh | 0.231
Total GHG emissions per unit
Electricity | F3 = B3 x D | kWh/m2/yr | 63.8853
Natural gas | G3 = C3 x E | kWh/m2/yr | 0
Building materials | H3 | kgCO2/m2 (lifetime) | 371.1638
Total GHG emissions
Electricity | I3 = F3 x A | tCO2/yr | 3833.1201
Natural gas | J3 = G3 x A | tCO2/yr | 0
Electricity | I3 = F3 x A x L | tCO2 over lifetime | 57496.8013
Natural gas | J3 = G3 x A x L | tCO2 over lifetime | 0
Building materials | K3 = H3 x A | tCO2 over lifetime | 22269.828
Total |  | tCO2 over lifetime | 79766.6293
Emissions reductions - 20% reduction case
Electricity | I1 - I2 | tCO2/yr | 2759.8465
Natural gas | J1 - J2 | tCO2/yr | 0
Electricity | (I1 - I2) x L | tCO2 over lifetime | 41397.6969
Natural gas | (J1 - J2) x L | tCO2 over lifetime | 0
Building materials | K1 - K2 | tCO2 over lifetime | 2892.432
Total | Sum of 20% case | tCO2 over lifetime | 44290.1289
Emissions reductions - 40% reduction case
Electricity | I1 - I3 | tCO2/yr | 3718.1265
Natural gas | J1 - J3 | tCO2 over lifetime | 0
Electricity | (I1 - I3) x L | tCO2 over lifetime | 55771.8972
Natural gas | (J1 - J3) x L | tCO2 over lifetime | 0
Building materials | K1 - K3 | tCO2 over lifetime | 2892.432
Total | Sum of 40% case | tCO2 over lifetime | 58664.3292
Emissions reductions - average of 20% and 40% reduction case
Electricity | Average 20% and 40% case | tCO2/yr | 3238.9865
Natural gas | Average 20% and 40% case | tCO2 over lifetime | 0
Electricity | Average 20% and 40% case | tCO2 over lifetime | 48584.7971
Natural gas | Average 20% and 40% case | tCO2 over lifetime | 0
Building materials | Average 20% and 40% case | tCO2 over lifetime | 2892.432
Total | Sum of above | tCO2 over lifetime | 51477.2291
Percentage of reductions from building materials |  |  | 5.619%
Energy savings
Energy consumption per m2 | kWh/m2/yr
Baseline
Electricity | 197
Natural Gas | 0
20% reduction case
Electricity | 125
Natural Gas | 0
40% reduction case
Electricity | 100
Natural Gas | 0
30% reduction case
Electricity | 112.5
Natural Gas | 0
Energy consumption per investment | MWh/yr
Baseline
Electricity | 11820
Natural Gas | 0
30% reduction case
Electricity | 6750
Natural Gas | 0
Energy saving per investment | MWh/yr
30% reduction case
Electricity | 5070
Natural Gas | 0

## MAR-Residential
GHG baseline emissions and emissions reductions for Morocco residential case
GHG emissions summary (tCO2 over lifetime)
Emissions without EE measures (baseline) | 1423933.6609
Emissions - 20% reduction case | 1066048.7854
Emissions - 40% reduction case | 977457.3979
GHG reductions - 20% reduction case | 357884.8755
GHG reductions - 40% reduction case | 446476.263
GHG reductions - average of 20% and 40% reduction case | 402180.5693
Emissions without EE measures (baseline): | Source of information | Unit | Value
Morocco
Type of building |  |  | Residential
m2 impacted | A | m2 | 1217500
Lifetime of investment | L | Years | 15
Baseline
Characteristics of building
Energy consumption
Electricity | B1 | kWh/m2/yr | 69
Natural gas | C1 | kWh/m2/yr | 60
GHG emissions factors
Electricity | D | kgCO2/kWh | 0.55058
Natural gas | E | kgCO2/kWh | 0.231
Total GHG emissions per unit
Electricity | F1 = B1 x D | kgCO2/m2 | 37.99
Natural gas | G1 = C1 x E | kgCO2/m2 | 13.86
Building materials | H1 | kgCO2/m2 | 391.806
Total GHG emissions
Electricity | I1 = F1 x A | tCO2/yr | 46252.7737
Natural gas | J1 = G1 x A | tCO2/yr | 16874.55
Electricity | I1 = F1 x A x L | tCO2 over lifetime | 693791.6059
Natural gas | J1 = G1 x A x L | tCO2 over lifetime | 253118.25
Building materials | K1 = H1 x A | tCO2 over lifetime | 477023.805
Total |  | tCO2 over lifetime | 1423933.6609
20% reduction case
Characteristics of building
Energy consumption
Electricity | B2 | kWh/m2/yr | 48
Natural gas | C2 | kWh/m2/yr | 50
GHG emissions factors
Electricity | D | kgCO2/kWh | 0.55058
Natural gas | E | kgCO2/kWh | 0.231
Total GHG emissions per unit
Electricity | F2 = B2 x D | kgCO2/m2 | 26.4278
Natural gas | G2 = C2 x E | kgCO2/m2 | 11.55
Building materials | H2 | kgCO2/m2 | 305.9378
Total GHG emissions
Electricity | I2 = F2 x A | tCO2/yr | 32175.8426
Natural gas | J2 = G2 x A | tCO2/yr | 14062.125
Electricity | I2 = F2 x A x L | tCO2 over lifetime | 482637.6389
Natural gas | J2 = G2 x A x L | tCO2 over lifetime | 210931.875
Building materials | K2 = H2 x A | tCO2 over lifetime | 372479.2715
Total |  | tCO2 over lifetime | 1066048.7854
40% reduction case
Characteristics of building
Energy consumption |  | kWh/m2/yr
Electricity | B3 | kWh/m2/yr | 48
Natural gas | C3 | kWh/m2/yr | 29
GHG emissions factors
Electricity | D | tCO2/MWh | 0.55058
Natural gas | E | tCO2/MWh | 0.231
Total GHG emissions per unit
Electricity | F3 = B3 x D | kWh/m2/yr | 26.4278
Natural gas | G3 = C3 x E | kWh/m2/yr | 6.699
Building materials | H3 | kgCO2/m2 (lifetime) | 305.9378
Total GHG emissions
Electricity | I3 = F3 x A | tCO2/yr | 32175.8426
Natural gas | J3 = G3 x A | tCO2/yr | 8156.0325
Electricity | I3 = F3 x A x L | tCO2 over lifetime | 482637.6389
Natural gas | J3 = G3 x A x L | tCO2 over lifetime | 122340.4875
Building materials | K3 = H3 x A | tCO2 over lifetime | 372479.2715
Total |  | tCO2 over lifetime | 977457.3979
GHG reductions - 20% reduction case
Electricity | I1 - I2 | tCO2/yr | 14076.9311
Natural gas | J1 - J2 | tCO2/yr | 2812.425
Electricity | (I1 - I2) x L | tCO2 over lifetime | 211153.967
Natural gas | (J1 - J2) x L | tCO2 over lifetime | 42186.375
Building materials | K1 - K2 | tCO2 over lifetime | 104544.5335
Total | Sum of 20% case | tCO2 over lifetime | 357884.8755
GHG reductions - 40% reduction case
Electricity | I1 - I3 | tCO2/yr | 14076.9311
Natural gas | J1 - J3 | tCO2 over lifetime | 8718.5175
Electricity | (I1 - I3) x L | tCO2 over lifetime | 211153.967
Natural gas | (J1 - J3) x L | tCO2 over lifetime | 130777.7625
Building materials | K1 - K3 | tCO2 over lifetime | 104544.5335
Total | Sum of 40% case | tCO2 over lifetime | 446476.263
GHG reductions - average of 20% and 40% reduction case
Electricity | Average 20% and 40% case | tCO2/yr | 14076.9311
Natural gas | Average 20% and 40% case | tCO2 over lifetime | 5765.4712
Electricity | Average 20% and 40% case | tCO2 over lifetime | 211153.967
Natural gas | Average 20% and 40% case | tCO2 over lifetime | 86482.0687
Building materials | Average 20% and 40% case | tCO2 over lifetime | 104544.5335
Total | Sum of above | tCO2 over lifetime | 402180.5693
Percentage of reductions from building materials |  |  | 25.99%
Energy savings
Energy consumption per m2 | kWh/m2/yr
Baseline
Electricity | 69
Natural Gas | 60
20% reduction case
Electricity | 48
Natural Gas | 50
40% reduction case
Electricity | 48
Natural Gas | 29
30% reduction case
Electricity | 48
Natural Gas | 39.5
Energy consumption per investment | MWh/yr
Baseline
Electricity | 84007.5
Natural Gas | 73050
30% reduction case
Electricity | 58440
Natural Gas | 48091.25
Energy saving per investment | MWh/yr
30% reduction case
Electricity | 25567.5
Natural Gas | 24958.75

## MAR-Edu
GHG baseline emissions and emissions reductions for Morocco education case
GHG emissions summary (tCO2 over lifetime)
Emissions without EE measures (baseline) | 6568.7158
Emissions - 20% reduction case | 5632.7025
Emissions - 40% reduction case | 5198.0469
GHG reductions - 20% reduction case | 936.0133
GHG reductions - 40% reduction case | 1370.6689
GHG reductions - average of 20% and 40% reduction case | 1153.3411
Emissions without EE measures (baseline): | Source of information | Unit | Value
Morocco
Type of building |  |  | Education
m2 impacted | A | m2 | 11250
Lifetime of investment | L | Years | 15
Baseline
Characteristics of building
Energy consumption
Electricity | B1 | kWh/m2/yr | 26
Natural gas | C1 | kWh/m2/yr | 9
GHG emissions factors
Electricity | D | kgCO2/kWh | 0.55058
Natural gas | E | kgCO2/kWh | 0.231
Total GHG emissions per unit
Electricity | F1 = B1 x D | kgCO2/m2 | 14.3151
Natural gas | G1 = C1 x E | kgCO2/m2 | 2.079
Building materials | H1 | kgCO2/m2 | 337.975
Total GHG emissions
Electricity | I1 = F1 x A | tCO2/yr | 161.0444
Natural gas | J1 = G1 x A | tCO2/yr | 23.3888
Electricity | I1 = F1 x A x L | tCO2 over lifetime | 2415.6658
Natural gas | J1 = G1 x A x L | tCO2 over lifetime | 350.8313
Building materials | K1 = H1 x A | tCO2 over lifetime | 3802.2187
Total |  | tCO2 over lifetime | 6568.7158
20% reduction case
Characteristics of building
Energy consumption
Electricity | B2 | kWh/m2/yr | 17
Natural gas | C2 | kWh/m2/yr | 10
GHG emissions factors
Electricity | D | kgCO2/kWh | 0.55058
Natural gas | E | kgCO2/kWh | 0.231
Total GHG emissions per unit
Electricity | F2 = B2 x D | kgCO2/m2 | 9.3598
Natural gas | G2 = C2 x E | kgCO2/m2 | 2.31
Building materials | H2 | kgCO2/m2 | 325.637
Total GHG emissions
Electricity | I2 = F2 x A | tCO2/yr | 105.2983
Natural gas | J2 = G2 x A | tCO2/yr | 25.9875
Electricity | I2 = F2 x A x L | tCO2 over lifetime | 1579.4738
Natural gas | J2 = G2 x A x L | tCO2 over lifetime | 389.8125
Building materials | K2 = H2 x A | tCO2 over lifetime | 3663.4162
Total |  | tCO2 over lifetime | 5632.7025
40% reduction case
Characteristics of building
Energy consumption |  | kWh/m2/yr
Electricity | B3 | kWh/m2/yr | 14
Natural gas | C3 | kWh/m2/yr | 6
GHG emissions factors
Electricity | D | tCO2/MWh | 0.55058
Natural gas | E | tCO2/MWh | 0.231
Total GHG emissions per unit
Electricity | F3 = B3 x D | kWh/m2/yr | 7.7081
Natural gas | G3 = C3 x E | kWh/m2/yr | 1.386
Building materials | H3 | kgCO2/m2 (lifetime) | 325.637
Total GHG emissions
Electricity | I3 = F3 x A | tCO2/yr | 86.7162
Natural gas | J3 = G3 x A | tCO2/yr | 15.5925
Electricity | I3 = F3 x A x L | tCO2 over lifetime | 1300.7431
Natural gas | J3 = G3 x A x L | tCO2 over lifetime | 233.8875
Building materials | K3 = H3 x A | tCO2 over lifetime | 3663.4162
Total |  | tCO2 over lifetime | 5198.0469
GHG reductions - 20% reduction case
Electricity | I1 - I2 | tCO2/yr | 55.7461
Natural gas | J1 - J2 | tCO2/yr | -2.5987
Electricity | (I1 - I2) x L | tCO2 over lifetime | 836.192
Natural gas | (J1 - J2) x L | tCO2 over lifetime | -38.9812
Building materials | K1 - K2 | tCO2 over lifetime | 138.8025
Total | Sum of 20% case | tCO2 over lifetime | 936.0133
GHG reductions - 40% reduction case
Electricity | I1 - I3 | tCO2/yr | 74.3282
Natural gas | J1 - J3 | tCO2 over lifetime | 7.7963
Electricity | (I1 - I3) x L | tCO2 over lifetime | 1114.9227
Natural gas | (J1 - J3) x L | tCO2 over lifetime | 116.9438
Building materials | K1 - K3 | tCO2 over lifetime | 138.8025
Total | Sum of 40% case | tCO2 over lifetime | 1370.6689
GHG reductions - average of 20% and 40% reduction case
Electricity | Average 20% and 40% case | tCO2/yr | 65.0372
Natural gas | Average 20% and 40% case | tCO2 over lifetime | 2.5988
Electricity | Average 20% and 40% case | tCO2 over lifetime | 975.5573
Natural gas | Average 20% and 40% case | tCO2 over lifetime | 38.9813
Building materials | Average 20% and 40% case | tCO2 over lifetime | 138.8025
Total | Sum of above | tCO2 over lifetime | 1153.3411
Percentage of reductions from building materials |  |  | 12.03%
Energy savings
Energy consumption per m2 | kWh/m2/yr
Baseline
Electricity | 26
Natural Gas | 9
20% reduction case
Electricity | 17
Natural Gas | 10
40% reduction case
Electricity | 14
Natural Gas | 6
30% reduction case
Electricity | 15.5
Natural Gas | 8
Energy consumption per investment | MWh/yr
Baseline
Electricity | 292.5
Natural Gas | 101.25
30% reduction case
Electricity | 174.375
Natural Gas | 90
Energy saving per investment | MWh/yr
30% reduction case
Electricity | 118.125
Natural Gas | 11.25

## NGA-Residential
GHG baseline emissions and emissions reductions for Nigeria residential case
GHG emissions summary (tCO2 over lifetime)
Emissions without EE measures (baseline) | 72649.9584
Emissions - 20% reduction case | 54020.8988
Emissions - 40% reduction case | 22804.215
GHG reductions - 20% reduction case | 18629.0596
GHG reductions - 40% reduction case | 22007.4346
GHG reductions - average of 20% and 40% reduction case | 20318.2471
Emissions without EE measures (baseline): | Source of information | Unit | Value
Nigeria
Type of building |  |  | Residential
m2 impacted | A | m2 | 75000
Lifetime of investment | L | Years | 15
Baseline
Characteristics of building
Energy consumption
Electricity | B1 | kWh/m2/yr | 78
Natural gas | C1 | kWh/m2/yr | 33
GHG emissions factors
Electricity | D | kgCO2/kWh | 0.39531
Natural gas | E | kgCO2/kWh | 0.231
Total GHG emissions per unit
Electricity | F1 = B1 x D | kgCO2/m2 | 30.8343
Natural gas | G1 = C1 x E | kgCO2/m2 | 7.623
Building materials | H1 | kgCO2/m2 | 391.806
Total GHG emissions
Electricity | I1 = F1 x A | tCO2/yr | 2312.5756
Natural gas | J1 = G1 x A | tCO2/yr | 571.725
Electricity | I1 = F1 x A x L | tCO2 over lifetime | 34688.6334
Natural gas | J1 = G1 x A x L | tCO2 over lifetime | 8575.875
Building materials | K1 = H1 x A | tCO2 over lifetime | 29385.45
Total |  | tCO2 over lifetime | 72649.9584
Emissions - 20% reduction case
Characteristics of building
Energy consumption
Electricity | B2 | kWh/m2/yr | 55
Natural gas | C2 | kWh/m2/yr | 26
GHG emissions factors
Electricity | D | kgCO2/kWh | 0.39531
Natural gas | E | kgCO2/kWh | 0.231
Total GHG emissions per unit
Electricity | F2 = B2 x D | kgCO2/m2 | 21.7422
Natural gas | G2 = C2 x E | kgCO2/m2 | 6.006
Building materials | H2 | kgCO2/m2 | 304.0562
Total GHG emissions
Electricity | I2 = F2 x A | tCO2/yr | 1630.6623
Natural gas | J2 = G2 x A | tCO2/yr | 450.45
Electricity | I2 = F2 x A x L | tCO2 over lifetime | 24459.9338
Natural gas | J2 = G2 x A x L | tCO2 over lifetime | 6756.75
Building materials | K2 = H2 x A | tCO2 over lifetime | 22804.215
Total |  | tCO2 over lifetime | 54020.8988
Emissions - 40% reduction case
Characteristics of building
Energy consumption
Electricity | B3 | kWh/m2/yr | 55
Natural gas | C3 | kWh/m2/yr | 13
GHG emissions factors
Electricity | D | tCO2/MWh | 0.39531
Natural gas | E | tCO2/MWh | 0.231
Total GHG emissions per unit
Electricity | F3 = B3 x D | kWh/m2/yr | 21.7422
Natural gas | G3 = C3 x E | kWh/m2/yr | 3.003
Building materials | H3 | kgCO2/m2 (lifetime) | 304.0562
Total GHG emissions
Electricity | I3 = F3 x A | tCO2/yr | 1630.6623
Natural gas | J3 = G3 x A | tCO2/yr | 225.225
Electricity | I3 = F3 x A x L | tCO2 over lifetime | 24459.9338
Natural gas | J3 = G3 x A x L | tCO2 over lifetime | 3378.375
Building materials | K3 = H3 x A | tCO2 over lifetime | 22804.215
Total |  | tCO2 over lifetime | 50642.5238
GHG reductions - 20% reduction case
Electricity | I1 - I2 | tCO2/yr | 681.9133
Natural gas | J1 - J2 | tCO2/yr | 121.275
Electricity | (I1 - I2) x L | tCO2 over lifetime | 10228.6996
Natural gas | (J1 - J2) x L | tCO2 over lifetime | 1819.125
Building materials | K1 - K2 | tCO2 over lifetime | 6581.235
Total | Sum of 20% case | tCO2 over lifetime | 18629.0596
GHG reductions - 40% reduction case
Electricity | I1 - I3 | tCO2/yr | 681.9133
Natural gas | J1 - J3 | tCO2 over lifetime | 346.5
Electricity | (I1 - I3) x L | tCO2 over lifetime | 10228.6996
Natural gas | (J1 - J3) x L | tCO2 over lifetime | 5197.5
Building materials | K1 - K3 | tCO2 over lifetime | 6581.235
Total | Sum of 40% case | tCO2 over lifetime | 22007.4346
GHG reductions - average of 20% and 40% reduction case
Electricity | Average 20% and 40% case | tCO2/yr | 681.9133
Natural gas | Average 20% and 40% case | tCO2 over lifetime | 233.8875
Electricity | Average 20% and 40% case | tCO2 over lifetime | 10228.6996
Natural gas | Average 20% and 40% case | tCO2 over lifetime | 3508.3125
Building materials | Average 20% and 40% case | tCO2 over lifetime | 6581.235
Total | Sum of above | tCO2 over lifetime | 20318.2471
Percentage of reductions from building materials |  |  | 32.39%
Energy savings
Energy consumption per m2 | kWh/m2/yr
Baseline
Electricity | 78
Natural Gas | 33
20% reduction case
Electricity | 55
Natural Gas | 26
40% reduction case
Electricity | 55
Natural Gas | 13
30% reduction case
Electricity | 55
Natural Gas | 19.5
Energy consumption per investment | MWh/yr
Baseline
Electricity | 5850
Natural Gas | 2475
30% reduction case
Electricity | 4125
Natural Gas | 1462.5
Energy saving per investment | MWh/yr
30% reduction case
Electricity | 1725
Natural Gas | 1012.5

## NGA-Retail
GHG baseline emissions and emissions reductions for Nigeria residential case
GHG emissions summary (tCO2 over lifetime)
Emissions without EE measures (baseline) | 23691.9726
Emissions - 20% reduction case | 19509.7475
Emissions - 40% reduction case | 5563.138
GHG reductions - 20% reduction case | 4182.2251
GHG reductions - 40% reduction case | 7419.8309
GHG reductions - average of 20% and 40% reduction case | 5801.028
Emissions without EE measures (baseline): | Source of information | Unit | Value
Nigeria
Type of building |  |  | Retail
m2 impacted | A | m2 | 14000
Lifetime of investment | L | Years | 15
Baseline
Characteristics of building
Energy consumption
Electricity | B1 | kWh/m2/yr | 217
Natural gas | C1 | kWh/m2/yr | 0
GHG emissions factors
Electricity | D | kgCO2/kWh | 0.39531
Natural gas | E | kgCO2/kWh | 0.231
Total GHG emissions per unit
Electricity | F1 = B1 x D | kgCO2/m2 | 85.7827
Natural gas | G1 = C1 x E | kgCO2/m2 | 0
Building materials | H1 | kgCO2/m2 | 405.543
Total GHG emissions
Electricity | I1 = F1 x A | tCO2/yr | 1200.958
Natural gas | J1 = G1 x A | tCO2/yr | 0
Electricity | I1 = F1 x A x L | tCO2 over lifetime | 18014.3706
Natural gas | J1 = G1 x A x L | tCO2 over lifetime | 0
Building materials | K1 = H1 x A | tCO2 over lifetime | 5677.602
Total |  | tCO2 over lifetime | 23691.9726
Emissions - 20% reduction case
Characteristics of building
Energy consumption
Electricity | B2 | kWh/m2/yr | 168
Natural gas | C2 | kWh/m2/yr | 0
GHG emissions factors
Electricity | D | kgCO2/kWh | 0.39531
Natural gas | E | kgCO2/kWh | 0.231
Total GHG emissions per unit
Electricity | F2 = B2 x D | kgCO2/m2 | 66.4124
Natural gas | G2 = C2 x E | kgCO2/m2 | 0
Building materials | H2 | kgCO2/m2 | 397.367
Total GHG emissions
Electricity | I2 = F2 x A | tCO2/yr | 929.774
Natural gas | J2 = G2 x A | tCO2/yr | 0
Electricity | I2 = F2 x A x L | tCO2 over lifetime | 13946.6095
Natural gas | J2 = G2 x A x L | tCO2 over lifetime | 0
Building materials | K2 = H2 x A | tCO2 over lifetime | 5563.138
Total |  | tCO2 over lifetime | 19509.7475
Emissions - 40% reduction case
Characteristics of building
Energy consumption
Electricity | B3 | kWh/m2/yr | 129
Natural gas | C3 | kWh/m2/yr | 0
GHG emissions factors
Electricity | D | tCO2/MWh | 0.39531
Natural gas | E | tCO2/MWh | 0.231
Total GHG emissions per unit
Electricity | F3 = B3 x D | kWh/m2/yr | 50.9953
Natural gas | G3 = C3 x E | kWh/m2/yr | 0
Building materials | H3 | kgCO2/m2 (lifetime) | 397.367
Total GHG emissions
Electricity | I3 = F3 x A | tCO2/yr | 713.9336
Natural gas | J3 = G3 x A | tCO2/yr | 0
Electricity | I3 = F3 x A x L | tCO2 over lifetime | 10709.0037
Natural gas | J3 = G3 x A x L | tCO2 over lifetime | 0
Building materials | K3 = H3 x A | tCO2 over lifetime | 5563.138
Total |  | tCO2 over lifetime | 16272.1417
GHG reductions - 20% reduction case
Electricity | I1 - I2 | tCO2/yr | 271.1841
Natural gas | J1 - J2 | tCO2/yr | 0
Electricity | (I1 - I2) x L | tCO2 over lifetime | 4067.7611
Natural gas | (J1 - J2) x L | tCO2 over lifetime | 0
Building materials | K1 - K2 | tCO2 over lifetime | 114.464
Total | Sum of 20% case | tCO2 over lifetime | 4182.2251
GHG reductions - 40% reduction case
Electricity | I1 - I3 | tCO2/yr | 487.0245
Natural gas | J1 - J3 | tCO2 over lifetime | 0
Electricity | (I1 - I3) x L | tCO2 over lifetime | 7305.3669
Natural gas | (J1 - J3) x L | tCO2 over lifetime | 0
Building materials | K1 - K3 | tCO2 over lifetime | 114.464
Total | Sum of 40% case | tCO2 over lifetime | 7419.8309
GHG reductions - average of 20% and 40% reduction case
Electricity | Average 20% and 40% case | tCO2/yr | 379.1043
Natural gas | Average 20% and 40% case | tCO2 over lifetime | 0
Electricity | Average 20% and 40% case | tCO2 over lifetime | 5686.564
Natural gas | Average 20% and 40% case | tCO2 over lifetime | 0
Building materials | Average 20% and 40% case | tCO2 over lifetime | 114.464
Total | Sum of above | tCO2 over lifetime | 5801.028
Percentage of reductions from building materials |  |  | 1.973%
Energy savings
Energy consumption per m2 | kWh/m2/yr
Baseline
Electricity | 217
Natural Gas | 0
20% reduction case
Electricity | 168
Natural Gas | 0
40% reduction case
Electricity | 129
Natural Gas | 0
30% reduction case
Electricity | 148.5
Natural Gas | 0
Energy consumption per investment | MWh/yr
Baseline
Electricity | 3038
Natural Gas | 0
30% reduction case
Electricity | 2079
Natural Gas | 0
Energy saving per investment | MWh/yr
30% reduction case
Electricity | 959
Natural Gas | 0

## TUN-Residential
GHG baseline emissions and emissions reductions for Tunisia residential case
GHG emissions summary (tCO2 over lifetime)
Emissions without EE measures (baseline) | 346089.3341
Emissions - 20% reduction case | 261838.1436
Emissions - 40% reduction case | 237098.0436
GHG reductions - 20% reduction case | 84251.1906
GHG reductions - 40% reduction case | 108991.2906
GHG reductions - average of 20% and 40% reduction case | 96621.2406
Emissions without EE measures (baseline): | Source of information | Unit | Value
Tunisia
Type of building |  |  | Residential
m2 impacted | A | m2 | 340000
Lifetime of investment | L | Years | 15
Baseline
Characteristics of building
Energy consumption
Electricity | B1 | kWh/m2/yr | 69
Natural gas | C1 | kWh/m2/yr | 60
GHG emissions factors
Electricity | D | kgCO2/kWh | 0.40406
Natural gas | E | kgCO2/kWh | 0.231
Total GHG emissions per unit
Electricity | F1 = B1 x D | kgCO2/m2 | 27.8803
Natural gas | G1 = C1 x E | kgCO2/m2 | 13.86
Building materials | H1 | kgCO2/m2 | 391.806
Total GHG emissions
Electricity | I1 = F1 x A | tCO2/yr | 9479.2863
Natural gas | J1 = G1 x A | tCO2/yr | 4712.4
Electricity | I1 = F1 x A x L | tCO2 over lifetime | 142189.2941
Natural gas | J1 = G1 x A x L | tCO2 over lifetime | 70686
Building materials | K1 = H1 x A | tCO2 over lifetime | 133214.04
Total |  | tCO2 over lifetime | 346089.3341
20% reduction case
Characteristics of building
Energy consumption
Electricity | B2 | kWh/m2/yr | 48
Natural gas | C2 | kWh/m2/yr | 50
GHG emissions factors
Electricity | D | kgCO2/kWh | 0.40406
Natural gas | E | kgCO2/kWh | 0.231
Total GHG emissions per unit
Electricity | F2 = B2 x D | kgCO2/m2 | 19.395
Natural gas | G2 = C2 x E | kgCO2/m2 | 11.55
Building materials | H2 | kgCO2/m2 | 305.9378
Total GHG emissions
Electricity | I2 = F2 x A | tCO2/yr | 6594.2861
Natural gas | J2 = G2 x A | tCO2/yr | 3927
Electricity | I2 = F2 x A x L | tCO2 over lifetime | 98914.2916
Natural gas | J2 = G2 x A x L | tCO2 over lifetime | 58905
Building materials | K2 = H2 x A | tCO2 over lifetime | 104018.852
Total |  | tCO2 over lifetime | 261838.1436
40% reduction case
Characteristics of building
Energy consumption
Electricity | B3 | kWh/m2/yr | 48
Natural gas | C3 | kWh/m2/yr | 29
GHG emissions factors
Electricity | D | kgCO2/kWh | 0.40406
Natural gas | E | kgCO2/kWh | 0.231
Total GHG emissions per unit
Electricity | F3 = B3 x D | kgCO2/m2 | 19.395
Natural gas | G3 = C3 x E | kgCO2/m2 | 6.699
Building materials | H3 | kgCO2/m2 | 305.9378
Total GHG emissions
Electricity | I3 = F3 x A | tCO2/yr | 6594.2861
Natural gas | J3 = G3 x A | tCO2/yr | 2277.66
Electricity | I3 = F3 x A x L | tCO2 over lifetime | 98914.2916
Natural gas | J3 = G3 x A x L | tCO2 over lifetime | 34164.9
Building materials | K3 = H3 x A | tCO2 over lifetime | 104018.852
Total |  | tCO2 over lifetime | 237098.0436
GHG reductions- 20% reduction case
Electricity | I1 - I2 | tCO2/yr | 2885.0002
Natural gas | J1 - J2 | tCO2/yr | 785.4
Electricity | (I1 - I2) x L | tCO2 over lifetime | 43275.0026
Natural gas | (J1 - J2) x L | tCO2 over lifetime | 11781
Building materials | K1 - K2 | tCO2 over lifetime | 29195.188
Total | Sum of 20% case | tCO2 over lifetime | 84251.1906
GHG reductions - 40% reduction case
Electricity | I1 - I3 | tCO2/yr | 2885.0002
Natural gas | J1 - J3 | tCO2/yr | 2434.74
Electricity | (I1 - I3) x L | tCO2 over lifetime | 43275.0026
Natural gas | (J1 - J3) x L | tCO2 over lifetime | 36521.1
Building materials | K1 - K3 | tCO2 over lifetime | 29195.188
Total | Sum of 40% case | tCO2 over lifetime | 108991.2906
GHG reductions - average of 20% and 40% reduction case
Electricity | Average 20% and 40% case | tCO2/yr | 2885.0002
Natural gas | Average 20% and 40% case | tCO2/yr | 1610.07
Electricity | Average 20% and 40% case | tCO2 over lifetime | 43275.0026
Natural gas | Average 20% and 40% case | tCO2 over lifetime | 24151.05
Building materials | Average 20% and 40% case | tCO2 over lifetime | 29195.188
Total | Sum of above | tCO2 over lifetime | 96621.2406
Percentage of reductions from building materials |  |  | 30.22%
Energy savings
Energy consumption per m2 | kWh/m2/yr
Baseline
Electricity | 69
Natural Gas | 60
20% reduction case
Electricity | 48
Natural Gas | 50
40% reduction case
Electricity | 48
Natural Gas | 29
30% reduction case
Electricity | 48
Natural Gas | 39.5
Energy consumption per investment | MWh/yr
Baseline
Electricity | 23460
Natural Gas | 20400
30% reduction case
Electricity | 16320
Natural Gas | 13430
Energy saving per investment | MWh/yr
30% reduction case
Electricity | 7140
Natural Gas | 6970

## TUN-Hospital
GHG baseline emissions and emissions reductions for Tunisia hospital case
GHG emissions summary (tCO2 over lifetime)
Emissions without EE measures (baseline) | 169495.4413
Emissions - 20% reduction case | 144180.7905
Emissions - 40% reduction case | 128398.9424
GHG reductions - 20% reduction case | 25314.6508
GHG reductions - 40% reduction case | 41096.499
GHG reductions - average of 20% and 40% reduction case | 33205.5749
GHG emissions without EE measures: | Source of information | Unit | Value
Tunisia
Type of building |  |  | Hospital
m2 impacted | A | m2 | 68779
Lifetime of investment | L | Years | 15
Baseline
Characteristics of building
Energy consumption
Electricity | B1 | kWh/m2/yr | 256
Natural gas | C1 | kWh/m2/yr | 137
GHG emissions factors
Electricity | D | kgCO2/kWh | 0.40406
Natural gas | E | kgCO2/kWh | 0.231
Total GHG emissions per unit
Electricity | F1 = B1 x D | kgCO2/m2 | 103.4398
Natural gas | G1 = C1 x E | kgCO2/m2 | 31.647
Building materials | H1 | kgCO2/m2 | 438.047
Total GHG emissions
Electricity | I1 = F1 x A | tCO2/yr | 7114.4848
Natural gas | J1 = G1 x A | tCO2/yr | 2176.649
Electricity | I1 = F1 x A x L | tCO2 over lifetime | 106717.2715
Natural gas | J1 = G1 x A x L | tCO2 over lifetime | 32649.7352
Building materials | K1 = H1 x A | tCO2 over lifetime | 30128.4346
Total |  | tCO2 over lifetime | 169495.4413
20% reduction case
Characteristics of building
Energy consumption
Electricity | B2 | kWh/m2/yr | 254
Natural gas | C2 | kWh/m2/yr | 39
GHG emissions factors
Electricity | D | kgCO2/kWh | 0.40406
Natural gas | E | kgCO2/kWh | 0.231
Total GHG emissions per unit
Electricity | F2 = B2 x D | kgCO2/m2 | 102.6317
Natural gas | G2 = C2 x E | kgCO2/m2 | 9.009
Building materials | H2 | kgCO2/m2 | 421.681
Total GHG emissions
Electricity | I2 = F2 x A | tCO2/yr | 7058.9029
Natural gas | J2 = G2 x A | tCO2/yr | 619.63
Electricity | I2 = F2 x A x L | tCO2 over lifetime | 105883.5428
Natural gas | J2 = G2 x A x L | tCO2 over lifetime | 9294.4502
Building materials | K2 = H2 x A | tCO2 over lifetime | 29002.7975
Total |  | tCO2 over lifetime | 144180.7905
40% reduction case
Characteristics of building
Energy consumption
Electricity | B3 | kWh/m2/yr | 219
Natural gas | C3 | kWh/m2/yr | 34
GHG emissions factors
Electricity | D | kgCO2/kWh | 0.40406
Natural gas | E | kgCO2/kWh | 0.231
Total GHG emissions per unit
Electricity | F3 = B3 x D | kgCO2/m2 | 88.4895
Natural gas | G3 = C3 x E | kgCO2/m2 | 7.854
Building materials | H3 | kgCO2/m2 | 421.681
Total GHG emissions
Electricity | I3 = F3 x A | tCO2/yr | 6086.2194
Natural gas | J3 = G3 x A | tCO2/yr | 540.1903
Electricity | I3 = F3 x A x L | tCO2 over lifetime | 91293.2909
Natural gas | J3 = G3 x A x L | tCO2 over lifetime | 8102.854
Building materials | K3 = H3 x A | tCO2 over lifetime | 29002.7975
Total |  | tCO2 over lifetime | 128398.9424
GHG reductions - 20% reduction case
Electricity | I1 - I2 | tCO2/yr | 55.5819
Natural gas | J1 - J2 | tCO2/yr | 1557.019
Electricity | (I1 - I2) x L | tCO2 over lifetime | 833.7287
Natural gas | (J1 - J2) x L | tCO2 over lifetime | 23355.285
Building materials | K1 - K2 | tCO2 over lifetime | 1125.6371
Total | Sum of 20% case | tCO2 over lifetime | 25314.6508
GHG reductions - 40% reduction case
Electricity | I1 - I3 | tCO2/yr | 1028.2654
Natural gas | J1 - J3 | tCO2/yr | 1636.4587
Electricity | (I1 - I3) x L | tCO2 over lifetime | 15423.9806
Natural gas | (J1 - J3) x L | tCO2 over lifetime | 24546.8812
Building materials | K1 - K3 | tCO2 over lifetime | 1125.6371
Total | Sum of 40% case | tCO2 over lifetime | 41096.499
GHG reductions - average of 20% and 40% reduction case
Electricity | Average 20% and 40% case | tCO2/yr | 541.9236
Natural gas | Average 20% and 40% case | tCO2/yr | 1596.7389
Electricity | Average 20% and 40% case | tCO2 over lifetime | 8128.8547
Natural gas | Average 20% and 40% case | tCO2 over lifetime | 23951.0831
Building materials | Average 20% and 40% case | tCO2 over lifetime | 1125.6371
Total | Sum of above | tCO2 over lifetime | 33205.5749
Percentage of reductions from building materials |  |  | 3.39%
Energy savings
Energy consumption per m2 | kWh/m2/yr
Baseline
Electricity | 256
Natural Gas | 137
20% reduction case
Electricity | 254
Natural Gas | 39
40% reduction case
Electricity | 219
Natural Gas | 34
30% reduction case
Electricity | 236.5
Natural Gas | 36.5
Energy consumption per investment | MWh/yr
Baseline
Electricity | 17607.424
Natural Gas | 9422.723
30% reduction case
Electricity | 16266.2335
Natural Gas | 2510.4335
Energy saving per investment | MWh/yr
30% reduction case
Electricity | 1341.1905
Natural Gas | 6912.2895

## ARG-Residential
GHG baseline emissions and emissions reductions for Argentina residential case
GHG emissions summary (tCO2 over lifetime)
Emissions without EE measures (baseline) | 514227.2025
Emissions - 20% reduction case | 391222.9141
Emissions - 40% reduction case | 346625.272
GHG reductions - 20% reduction case | 123004.2884
GHG reductions - 40% reduction case | 167601.9304
GHG reductions - average of 20% and 40% reduction case | 145303.1094
GHG emissions without EE measures: | Source of information | Unit | Value
Argentina
Type of building |  |  | Residential
m2 impacted | A | m2 | 525000
Lifetime of investment | L | Years | 15
Baseline
Characteristics of building
Energy consumption
Electricity | B1 | kWh/m2/yr | 69
Natural gas | C1 | kWh/m2/yr | 65
GHG emissions factors
Electricity | D | kgCO2/kWh | 0.35019
Natural gas | E | kgCO2/kWh | 0.231
Total GHG emissions per unit
Electricity | F1 = B1 x D | kgCO2/m2 | 24.1633
Natural gas | G1 = C1 x E | kgCO2/m2 | 15.015
Building materials | H1 | kgCO2/m2 | 391.806
Total GHG emissions
Electricity | I1 = F1 x A | tCO2/yr | 12685.7285
Natural gas | J1 = G1 x A | tCO2/yr | 7882.875
Electricity | I1 = F1 x A x L | tCO2 over lifetime | 190285.9275
Natural gas | J1 = G1 x A x L | tCO2 over lifetime | 118243.125
Building materials | K1 = H1 x A | tCO2 over lifetime | 205698.15
Total |  | tCO2 over lifetime | 514227.2025
20% reduction case
Characteristics of building
Energy consumption
Electricity | B2 | kWh/m2/yr | 48
Natural gas | C2 | kWh/m2/yr | 54
GHG emissions factors
Electricity | D | kgCO2/kWh | 0.35019
Natural gas | E | kgCO2/kWh | 0.231
Total GHG emissions per unit
Electricity | F2 = B2 x D | kgCO2/m2 | 16.8092
Natural gas | G2 = C2 x E | kgCO2/m2 | 12.474
Building materials | H2 | kgCO2/m2 | 305.9378
Total GHG emissions
Electricity | I2 = F2 x A | tCO2/yr | 8824.8546
Natural gas | J2 = G2 x A | tCO2/yr | 6548.85
Electricity | I2 = F2 x A x L | tCO2 over lifetime | 132372.8191
Natural gas | J2 = G2 x A x L | tCO2 over lifetime | 98232.75
Building materials | K2 = H2 x A | tCO2 over lifetime | 160617.345
Total |  | tCO2 over lifetime | 391222.9141
40% reduction case
Characteristics of building
Energy consumption
Electricity | B3 | kWh/m2/yr | 47
Natural gas | C3 | kWh/m2/yr | 31
GHG emissions factors
Electricity | D | kgCO2/kWh | 0.35019
Natural gas | E | kgCO2/kWh | 0.231
Total GHG emissions per unit
Electricity | F3 = B3 x D | kgCO2/m2 | 16.4591
Natural gas | G3 = C3 x E | kgCO2/m2 | 7.161
Building materials | H3 | kgCO2/m2 | 305.9378
Total GHG emissions
Electricity | I3 = F3 x A | tCO2/yr | 8641.0035
Natural gas | J3 = G3 x A | tCO2/yr | 3759.525
Electricity | I3 = F3 x A x L | tCO2 over lifetime | 129615.052
Natural gas | J3 = G3 x A x L | tCO2 over lifetime | 56392.875
Building materials | K3 = H3 x A | tCO2 over lifetime | 160617.345
Total |  | tCO2 over lifetime | 346625.272
GHG reductions - 20% reduction case
Electricity | I1 - I2 | tCO2/yr | 3860.8739
Natural gas | J1 - J2 | tCO2/yr | 1334.025
Electricity | (I1 - I2) x L | tCO2 over lifetime | 57913.1084
Natural gas | (J1 - J2) x L | tCO2 over lifetime | 20010.375
Building materials | K1 - K2 | tCO2 over lifetime | 45080.805
Total | Sum of 20% case | tCO2 over lifetime | 123004.2884
GHG reductions - 40% reduction case
Electricity | I1 - I3 | tCO2/yr | 4044.725
Natural gas | J1 - J3 | tCO2/yr | 4123.35
Electricity | (I1 - I3) x L | tCO2 over lifetime | 60670.8754
Natural gas | (J1 - J3) x L | tCO2 over lifetime | 61850.25
Building materials | K1 - K3 | tCO2 over lifetime | 45080.805
Total | Sum of 40% case | tCO2 over lifetime | 167601.9304
GHG reductions - average of 20% and 40% reduction case
Electricity | Average 20% and 40% case | tCO2/yr | 3952.7995
Natural gas | Average 20% and 40% case | tCO2/yr | 2728.6875
Electricity | Average 20% and 40% case | tCO2 over lifetime | 59291.9919
Natural gas | Average 20% and 40% case | tCO2 over lifetime | 40930.3125
Building materials | Average 20% and 40% case | tCO2 over lifetime | 45080.805
Total | Sum of above | tCO2 over lifetime | 145303.1094
Percentage of reductions from building materials |  |  | 31.03%
Energy savings
Energy consumption per m2 | kWh/m2/yr
Baseline
Electricity | 69
Natural Gas | 65
20% reduction case
Electricity | 48
Natural Gas | 54
40% reduction case
Electricity | 47
Natural Gas | 31
30% reduction case
Electricity | 47.5
Natural Gas | 42.5
Energy consumption per investment | MWh/yr
Baseline
Electricity | 36225
Natural Gas | 34125
30% reduction case
Electricity | 24937.5
Natural Gas | 22312.5
Energy saving per investment | MWh/yr
30% reduction case
Electricity | 11287.5
Natural Gas | 11812.5

## MEX-Residential
GHG baseline emissions and emissions reductions for Mexico residential case
GHG emissions summary (tCO2 over lifetime)
Emissions without EE measures (baseline) | 168320.4995
Emissions - 20% reduction case | 125810.61
Emissions - 40% reduction case | 117195.7538
GHG reductions - 20% reduction case | 42509.8895
GHG reductions - 40% reduction case | 51124.7458
GHG reductions - average of 20% and 40% reduction case | 46817.3176
GHG emissions without EE measures: | Source of information | Unit | Value
Mexico
Type of building |  |  | Residential
m2 impacted | A | m2 | 191250
Lifetime of investment | L | Years | 15
Baseline
Characteristics of building
Energy consumption
Electricity | B1 | kWh/m2/yr | 78
Natural gas | C1 | kWh/m2/yr | 33
GHG emissions factors
Electricity | D | kgCO2/kWh | 0.31962
Natural gas | E | kgCO2/kWh | 0.231
Total GHG emissions per unit
Electricity | F1 = B1 x D | kgCO2/m2 | 24.9304
Natural gas | G1 = C1 x E | kgCO2/m2 | 7.623
Building materials | H1 | kgCO2/m2 | 391.806
Total GHG emissions
Electricity | I1 = F1 x A | tCO2/yr | 4767.9414
Natural gas | J1 = G1 x A | tCO2/yr | 1457.8988
Electricity | I1 = F1 x A x L | tCO2 over lifetime | 71519.1208
Natural gas | J1 = G1 x A x L | tCO2 over lifetime | 21868.4813
Building materials | K1 = H1 x A | tCO2 over lifetime | 74932.8975
Total |  | tCO2 over lifetime | 168320.4995
20% reduction case
Characteristics of building
Energy consumption
Electricity | B2 | kWh/m2/yr | 55
Natural gas | C2 | kWh/m2/yr | 26
GHG emissions factors
Electricity | D | kgCO2/kWh | 0.31962
Natural gas | E | kgCO2/kWh | 0.231
Total GHG emissions per unit
Electricity | F2 = B2 x D | kgCO2/m2 | 17.5791
Natural gas | G2 = C2 x E | kgCO2/m2 | 6.006
Building materials | H2 | kgCO2/m2 | 304.0562
Total GHG emissions
Electricity | I2 = F2 x A | tCO2/yr | 3362.01
Natural gas | J2 = G2 x A | tCO2/yr | 1148.6475
Electricity | I2 = F2 x A x L | tCO2 over lifetime | 50430.1493
Natural gas | J2 = G2 x A x L | tCO2 over lifetime | 17229.7125
Building materials | K2 = H2 x A | tCO2 over lifetime | 58150.7483
Total |  | tCO2 over lifetime | 125810.61
40% reduction case
Characteristics of building
Energy consumption
Electricity | B3 | kWh/m2/yr | 55
Natural gas | C3 | kWh/m2/yr | 13
GHG emissions factors
Electricity | D | kgCO2/kWh | 0.31962
Natural gas | E | kgCO2/kWh | 0.231
Total GHG emissions per unit
Electricity | F3 = B3 x D | kgCO2/m2 | 17.5791
Natural gas | G3 = C3 x E | kgCO2/m2 | 3.003
Building materials | H3 | kgCO2/m2 | 304.0562
Total GHG emissions
Electricity | I3 = F3 x A | tCO2/yr | 3362.01
Natural gas | J3 = G3 x A | tCO2/yr | 574.3238
Electricity | I3 = F3 x A x L | tCO2 over lifetime | 50430.1493
Natural gas | J3 = G3 x A x L | tCO2 over lifetime | 8614.8563
Building materials | K3 = H3 x A | tCO2 over lifetime | 58150.7483
Total |  | tCO2 over lifetime | 117195.7538
GHG reductions - 20% reduction case
Electricity | I1 - I2 | tCO2/yr | 1405.9314
Natural gas | J1 - J2 | tCO2/yr | 309.2513
Electricity | (I1 - I2) x L | tCO2 over lifetime | 21088.9715
Natural gas | (J1 - J2) x L | tCO2 over lifetime | 4638.7688
Building materials | K1 - K2 | tCO2 over lifetime | 16782.1493
Total | Sum of 20% case | tCO2 over lifetime | 42509.8895
GHG reductions - 40% reduction case
Electricity | I1 - I3 | tCO2/yr | 1405.9314
Natural gas | J1 - J3 | tCO2/yr | 883.575
Electricity | (I1 - I3) x L | tCO2 over lifetime | 21088.9715
Natural gas | (J1 - J3) x L | tCO2 over lifetime | 13253.625
Building materials | K1 - K3 | tCO2 over lifetime | 16782.1493
Total | Sum of 40% case | tCO2 over lifetime | 51124.7458
GHG reductions - average of 20% and 40% reduction case
Electricity | Average 20% and 40% case | tCO2/yr | 1405.9314
Natural gas | Average 20% and 40% case | tCO2/yr | 596.4131
Electricity | Average 20% and 40% case | tCO2 over lifetime | 21088.9715
Natural gas | Average 20% and 40% case | tCO2 over lifetime | 8946.1969
Building materials | Average 20% and 40% case | tCO2 over lifetime | 16782.1493
Total | Sum of above | tCO2 over lifetime | 46817.3176
Percentage of reductions from building materials |  |  | 35.85%
Energy savings
Energy consumption per m2 | kWh/m2/yr
Baseline
Electricity | 78
Natural Gas | 33
20% reduction case
Electricity | 55
Natural Gas | 26
40% reduction case
Electricity | 55
Natural Gas | 13
30% reduction case
Electricity | 55
Natural Gas | 19.5
Energy consumption per investment | MWh/yr
Baseline
Electricity | 14917.5
Natural Gas | 6311.25
30% reduction case
Electricity | 10518.75
Natural Gas | 3729.375
Energy saving per investment | MWh/yr
30% reduction case
Electricity | 4398.75
Natural Gas | 2581.875

## MEX-Office
GHG baseline emissions and emissions reductions for Mexico small scale office
GHG emissions summary (tCO2 over lifetime)
Emissions without EE measures (baseline) | 82693.9811
Emissions - 20% reduction case | 58227.1537
Emissions - 40% reduction case | 50748.0299
GHG reductions - 20% reduction case | 24466.8274
GHG reductions - 40% reduction case | 31945.9511
GHG reductions - average of 20% and 40% reduction case | 28206.3893
GHG emissions without EE measures: | Source of information | Unit | Value
Mexico
Type of building |  |  | Offices
m2 impacted | A | m2 | 60000
Lifetime of investment | L | Years | 15
Baseline
Characteristics of building
Energy consumption
Electricity | B1 | kWh/m2/yr | 200
Natural gas | C1 | kWh/m2/yr | 0
GHG emissions factors
Electricity | D | kgCO2/kWh | 0.31962
Natural gas | E | kgCO2/kWh | 0.231
Total GHG emissions per unit
Electricity | F1 = B1 x D | kgCO2/m2 | 63.9241
Natural gas | G1 = C1 x E | kgCO2/m2 | 0
Building materials | H1 | kgCO2/m2 | 419.371
Total GHG emissions
Electricity | I1 = F1 x A | tCO2/yr | 3835.4481
Natural gas | J1 = G1 x A | tCO2/yr | 0
Electricity | I1 = F1 x A x L | tCO2 over lifetime | 57531.7211
Natural gas | J1 = G1 x A x L | tCO2 over lifetime | 0
Building materials | K1 = H1 x A | tCO2 over lifetime | 25162.26
Total |  | tCO2 over lifetime | 82693.9811
20% reduction case
Characteristics of building
Energy consumption
Electricity | B2 | kWh/m2/yr | 125
Natural gas | C2 | kWh/m2/yr | 0
GHG emissions factors
Electricity | D | kgCO2/kWh | 0.31962
Natural gas | E | kgCO2/kWh | 0.231
Total GHG emissions per unit
Electricity | F2 = B2 x D | kgCO2/m2 | 39.9526
Natural gas | G2 = C2 x E | kgCO2/m2 | 0
Building materials | H2 | kgCO2/m2 | 371.1638
Total GHG emissions
Electricity | I2 = F2 x A | tCO2/yr | 2397.155
Natural gas | J2 = G2 x A | tCO2/yr | 0
Electricity | I2 = F2 x A x L | tCO2 over lifetime | 35957.3257
Natural gas | J2 = G2 x A x L | tCO2 over lifetime | 0
Building materials | K2 = H2 x A | tCO2 over lifetime | 22269.828
Total |  | tCO2 over lifetime | 58227.1537
40% reduction case
Characteristics of building
Energy consumption
Electricity | B3 | kWh/m2/yr | 99
Natural gas | C3 | kWh/m2/yr | 0
GHG emissions factors
Electricity | D | kgCO2/kWh | 0.31962
Natural gas | E | kgCO2/kWh | 0.231
Total GHG emissions per unit
Electricity | F3 = B3 x D | kgCO2/m2 | 31.6424
Natural gas | G3 = C3 x E | kgCO2/m2 | 0
Building materials | H3 | kgCO2/m2 | 371.1638
Total GHG emissions
Electricity | I3 = F3 x A | tCO2/yr | 1898.5468
Natural gas | J3 = G3 x A | tCO2/yr | 0
Electricity | I3 = F3 x A x L | tCO2 over lifetime | 28478.2019
Natural gas | J3 = G3 x A x L | tCO2 over lifetime | 0
Building materials | K3 = H3 x A | tCO2 over lifetime | 22269.828
Total |  | tCO2 over lifetime | 50748.0299
GHG reductions - 20% reduction case
Electricity | I1 - I2 | tCO2/yr | 1438.293
Natural gas | J1 - J2 | tCO2/yr | 0
Electricity | (I1 - I2) x L | tCO2 over lifetime | 21574.3954
Natural gas | (J1 - J2) x L | tCO2 over lifetime | 0
Building materials | K1 - K2 | tCO2 over lifetime | 2892.432
Total | Sum of 20% case | tCO2 over lifetime | 24466.8274
GHG reductions - 40% reduction case
Electricity | I1 - I3 | tCO2/yr | 1936.9013
Natural gas | J1 - J3 | tCO2/yr | 0
Electricity | (I1 - I3) x L | tCO2 over lifetime | 29053.5191
Natural gas | (J1 - J3) x L | tCO2 over lifetime | 0
Building materials | K1 - K3 | tCO2 over lifetime | 2892.432
Total | Sum of 40% case | tCO2 over lifetime | 31945.9511
GHG reductions - average of 20% and 40% reduction case
Electricity | Average 20% and 40% case | tCO2/yr | 1687.5972
Natural gas | Average 20% and 40% case | tCO2/yr | 0
Electricity | Average 20% and 40% case | tCO2 over lifetime | 25313.9573
Natural gas | Average 20% and 40% case | tCO2 over lifetime | 0
Building materials | Average 20% and 40% case | tCO2 over lifetime | 2892.432
Total | Sum of above | tCO2 over lifetime | 28206.3893
Percentage of reductions from building materials |  |  | 10.25%
Energy savings
Energy consumption per m2 | kWh/m2/yr
Baseline
Electricity | 200
Natural Gas | 0
20% reduction case
Electricity | 125
Natural Gas | 0
40% reduction case
Electricity | 99
Natural Gas | 0
30% reduction case
Electricity | 112
Natural Gas | 0
Energy consumption per investment | MWh/yr
Baseline
Electricity | 12000
Natural Gas | 0
30% reduction case
Electricity | 6720
Natural Gas | 0
Energy saving per investment | MWh/yr
30% reduction case
Electricity | 5280
Natural Gas | 0

## IDN-Residential
GHG baseline emissions and emissions reductions for Indonesia residential case
GHG emissions summary (tCO2 over lifetime)
Emissions without EE measures (baseline) | 253964.7179
Emissions - 20% reduction case | 190091.5352
Emissions - 40% reduction case | 181452.1352
GHG reductions - 20% reduction case | 63873.1827
GHG reductions - 40% reduction case | 72512.5827
GHG reductions - average of 20% and 40% reduction case | 68192.8827
GHG emissions without EE measures: | Source of information | Unit | Value
Indonesia
Type of building |  |  | Residential
m2 impacted | A | m2 | 207777.7778
Lifetime of investment | L | Years | 15
Baseline
Characteristics of building
Energy consumption
Electricity | B1 | kWh/m2/yr | 76
Natural gas | C1 | kWh/m2/yr | 30
GHG emissions factors
Electricity | D | kgCO2/kWh | 0.63731
Natural gas | E | kgCO2/kWh | 0.231
Total GHG emissions per unit
Electricity | F1 = B1 x D | kgCO2/m2 | 48.4356
Natural gas | G1 = C1 x E | kgCO2/m2 | 6.93
Building materials | H1 | kgCO2/m2 | 391.806
Total GHG emissions
Electricity | I1 = F1 x A | tCO2/yr | 10063.8425
Natural gas | J1 = G1 x A | tCO2/yr | 1439.9
Electricity | I1 = F1 x A x L | tCO2 over lifetime | 150957.6379
Natural gas | J1 = G1 x A x L | tCO2 over lifetime | 21598.5
Building materials | K1 = H1 x A | tCO2 over lifetime | 81408.58
Total |  | tCO2 over lifetime | 253964.7179
20% reduction case
Characteristics of building
Energy consumption
Electricity | B2 | kWh/m2/yr | 55
Natural gas | C2 | kWh/m2/yr | 24
GHG emissions factors
Electricity | D | kgCO2/kWh | 0.63731
Natural gas | E | kgCO2/kWh | 0.231
Total GHG emissions per unit
Electricity | F2 = B2 x D | kgCO2/m2 | 35.0521
Natural gas | G2 = C2 x E | kgCO2/m2 | 5.544
Building materials | H2 | kgCO2/m2 | 305.9378
Total GHG emissions
Electricity | I2 = F2 x A | tCO2/yr | 7283.0439
Natural gas | J2 = G2 x A | tCO2/yr | 1151.92
Electricity | I2 = F2 x A x L | tCO2 over lifetime | 109245.659
Natural gas | J2 = G2 x A x L | tCO2 over lifetime | 17278.8
Building materials | K2 = H2 x A | tCO2 over lifetime | 63567.0762
Total |  | tCO2 over lifetime | 190091.5352
40% reduction case
Characteristics of building
Energy consumption
Electricity | B3 | kWh/m2/yr | 55
Natural gas | C3 | kWh/m2/yr | 12
GHG emissions factors
Electricity | D | kgCO2/kWh | 0.63731
Natural gas | E | kgCO2/kWh | 0.231
Total GHG emissions per unit
Electricity | F3 = B3 x D | kgCO2/m2 | 35.0521
Natural gas | G3 = C3 x E | kgCO2/m2 | 2.772
Building materials | H3 | kgCO2/m2 | 305.9378
Total GHG emissions
Electricity | I3 = F3 x A | tCO2/yr | 7283.0439
Natural gas | J3 = G3 x A | tCO2/yr | 575.96
Electricity | I3 = F3 x A x L | tCO2 over lifetime | 109245.659
Natural gas | J3 = G3 x A x L | tCO2 over lifetime | 8639.4
Building materials | K3 = H3 x A | tCO2 over lifetime | 63567.0762
Total |  | tCO2 over lifetime | 181452.1352
GHG reductions - 20% reduction case
Electricity | I1 - I2 | tCO2/yr | 2780.7986
Natural gas | J1 - J2 | tCO2/yr | 287.98
Electricity | (I1 - I2) x L | tCO2 over lifetime | 41711.9789
Natural gas | (J1 - J2) x L | tCO2 over lifetime | 4319.7
Building materials | K1 - K2 | tCO2 over lifetime | 17841.5038
Total | Sum of 20% case | tCO2 over lifetime | 63873.1827
GHG reductions - 40% reduction case
Electricity | I1 - I3 | tCO2/yr | 2780.7986
Natural gas | J1 - J3 | tCO2/yr | 863.94
Electricity | (I1 - I3) x L | tCO2 over lifetime | 41711.9789
Natural gas | (J1 - J3) x L | tCO2 over lifetime | 12959.1
Building materials | K1 - K3 | tCO2 over lifetime | 17841.5038
Total | Sum of 40% case | tCO2 over lifetime | 72512.5827
GHG reductions - average of 20% and 40% reduction case
Electricity | Average 20% and 40% case | tCO2/yr | 2780.7986
Natural gas | Average 20% and 40% case | tCO2/yr | 575.96
Electricity | Average 20% and 40% case | tCO2 over lifetime | 41711.9789
Natural gas | Average 20% and 40% case | tCO2 over lifetime | 8639.4
Building materials | Average 20% and 40% case | tCO2 over lifetime | 17841.5038
Total | Sum of above | tCO2 over lifetime | 68192.8827
Percentage of reductions from building materials |  |  | 26.16%
Energy savings
Energy consumption per m2 | kWh/m2/yr
Baseline
Electricity | 76
Natural Gas | 30
20% reduction case
Electricity | 55
Natural Gas | 24
40% reduction case
Electricity | 55
Natural Gas | 12
30% reduction case
Electricity | 55
Natural Gas | 18
Energy consumption per investment | MWh/yr
Baseline
Electricity | 15791.1111
Natural Gas | 6233.3333
30% reduction case
Electricity | 11427.7778
Natural Gas | 3740
Energy saving per investment | MWh/yr
30% reduction case
Electricity | 4363.3333
Natural Gas | 2493.3333

## LKA-Office
GHG baseline emissions and emissions reductions for Sri Lanka small scale office
GHG emissions summary (tCO2 over lifetime)
Emissions without EE measures (baseline) | 27355.3467
Emissions - 20% reduction case | 18732.9455
Emissions - 40% reduction case | 15994.5239
GHG reductions - 20% reduction case | 8622.4011
GHG reductions - 40% reduction case | 11360.8227
GHG reductions - average of 20% and 40% reduction case | 9991.6119
GHG emissions without EE measures: | Source of information | Unit | Value
Mali
Type of building |  |  | Offices
m2 impacted | A | m2 | 15000
Lifetime of investment | L | Years | 15
Baseline
Characteristics of building
Energy consumption
Electricity | B1 | kWh/m2/yr | 200
Natural gas | C1 | kWh/m2/yr | 0
GHG emissions factors
Electricity | D | kgCO2/kWh | 0.46811
Natural gas | E | kgCO2/kWh | 0.231
Total GHG emissions per unit
Electricity | F1 = B1 x D | kgCO2/m2 | 93.6213
Natural gas | G1 = C1 x E | kgCO2/m2 | 0
Building materials | H1 | kgCO2/m2 | 419.371
Total GHG emissions
Electricity | I1 = F1 x A | tCO2/yr | 1404.3188
Natural gas | J1 = G1 x A | tCO2/yr | 0
Electricity | I1 = F1 x A x L | tCO2 over lifetime | 21064.7817
Natural gas | J1 = G1 x A x L | tCO2 over lifetime | 0
Building materials | K1 = H1 x A | tCO2 over lifetime | 6290.565
Total |  | tCO2 over lifetime | 27355.3467
20% reduction case
Characteristics of building
Energy consumption
Electricity | B2 | kWh/m2/yr | 125
Natural gas | C2 | kWh/m2/yr | 0
GHG emissions factors
Electricity | D | kgCO2/kWh | 0.46811
Natural gas | E | kgCO2/kWh | 0.231
Total GHG emissions per unit
Electricity | F2 = B2 x D | kgCO2/m2 | 58.5133
Natural gas | G2 = C2 x E | kgCO2/m2 | 0
Building materials | H2 | kgCO2/m2 | 371.1638
Total GHG emissions
Electricity | I2 = F2 x A | tCO2/yr | 877.6992
Natural gas | J2 = G2 x A | tCO2/yr | 0
Electricity | I2 = F2 x A x L | tCO2 over lifetime | 13165.4885
Natural gas | J2 = G2 x A x L | tCO2 over lifetime | 0
Building materials | K2 = H2 x A | tCO2 over lifetime | 5567.457
Total |  | tCO2 over lifetime | 18732.9455
40% reduction case
Characteristics of building
Energy consumption
Electricity | B3 | kWh/m2/yr | 99
Natural gas | C3 | kWh/m2/yr | 0
GHG emissions factors
Electricity | D | kgCO2/kWh | 0.46811
Natural gas | E | kgCO2/kWh | 0.231
Total GHG emissions per unit
Electricity | F3 = B3 x D | kgCO2/m2 | 46.3425
Natural gas | G3 = C3 x E | kgCO2/m2 | 0
Building materials | H3 | kgCO2/m2 | 371.1638
Total GHG emissions
Electricity | I3 = F3 x A | tCO2/yr | 695.1378
Natural gas | J3 = G3 x A | tCO2/yr | 0
Electricity | I3 = F3 x A x L | tCO2 over lifetime | 10427.0669
Natural gas | J3 = G3 x A x L | tCO2 over lifetime | 0
Building materials | K3 = H3 x A | tCO2 over lifetime | 5567.457
Total |  | tCO2 over lifetime | 15994.5239
GHG reductions - 20% reduction case
Electricity | I1 - I2 | tCO2/yr | 526.6195
Natural gas | J1 - J2 | tCO2/yr | 0
Electricity | (I1 - I2) x L | tCO2 over lifetime | 7899.2931
Natural gas | (J1 - J2) x L | tCO2 over lifetime | 0
Building materials | K1 - K2 | tCO2 over lifetime | 723.108
Total | Sum of 20% case | tCO2 over lifetime | 8622.4011
GHG reductions - 40% reduction case
Electricity | I1 - I3 | tCO2/yr | 709.181
Natural gas | J1 - J3 | tCO2/yr | 0
Electricity | (I1 - I3) x L | tCO2 over lifetime | 10637.7147
Natural gas | (J1 - J3) x L | tCO2 over lifetime | 0
Building materials | K1 - K3 | tCO2 over lifetime | 723.108
Total | Sum of 40% case | tCO2 over lifetime | 11360.8227
GHG reductions - average of 20% and 40% reduction case
Electricity | Average 20% and 40% case | tCO2/yr | 617.9003
Natural gas | Average 20% and 40% case | tCO2/yr | 0
Electricity | Average 20% and 40% case | tCO2 over lifetime | 9268.5039
Natural gas | Average 20% and 40% case | tCO2 over lifetime | 0
Building materials | Average 20% and 40% case | tCO2 over lifetime | 723.108
Total | Sum of above | tCO2 over lifetime | 9991.6119
Percentage of reductions from building materials |  |  | 7.237%
Energy savings
Energy consumption per m2 | kWh/m2/yr
Baseline
Electricity | 200
Natural Gas | 0
20% reduction case
Electricity | 125
Natural Gas | 0
40% reduction case
Electricity | 99
Natural Gas | 0
30% reduction case
Electricity | 112
Natural Gas | 0
Energy consumption per investment | MWh/yr
Baseline
Electricity | 3000
Natural Gas | 0
30% reduction case
Electricity | 1680
Natural Gas | 0
Energy saving per investment | MWh/yr
30% reduction case
Electricity | 1320
Natural Gas | 0

## ALB-Hospital
GHG baseline emissions and emissions reductions for Albania hospital case
GHG emissions summary (tCO2 over lifetime)
Emissions without EE measures (baseline) | 424306.5932
Emissions - 20% reduction case | 282608.8547
Emissions - 40% reduction case | 266907.2811
GHG reductions - 20% reduction case | 141697.7386
GHG reductions - 40% reduction case | 157399.3121
GHG reductions - average of 20% and 40% reduction case | 159018.323
GHG emissions without EE measures: | Source of information | Unit | Value
Albania
Type of building |  |  | Hospital
m2 impacted | A | m2 | 393700
Lifetime of investment | L | Years | 15
Baseline
Characteristics of building
Energy consumption
Electricity | B1 | kWh/m2/yr | 256
Natural gas | C1 | kWh/m2/yr | 137
GHG emissions factors
Electricity | D | kgCO2/kWh | 0.042966
Natural gas | E | kgCO2/kWh | 0.231
Total GHG emissions per unit
Electricity | F1 = B1 x D | kgCO2/m2 | 10.9993
Natural gas | G1 = C1 x E | kgCO2/m2 | 31.647
Building materials | H1 | kgCO2/m2 | 438.047
Total GHG emissions
Electricity | I1 = F1 x A | tCO2/yr | 4330.4087
Natural gas | J1 = G1 x A | tCO2/yr | 12459.4239
Electricity | I1 = F1 x A x L | tCO2 over lifetime | 64956.1308
Natural gas | J1 = G1 x A x L | tCO2 over lifetime | 186891.3585
Building materials | K1 = H1 x A | tCO2 over lifetime | 172459.1039
Total |  | tCO2 over lifetime | 424306.5932
20% reduction case
Characteristics of building
Energy consumption
Electricity | B2 | kWh/m2/yr | 254
Natural gas | C2 | kWh/m2/yr | 39
GHG emissions factors
Electricity | D | kgCO2/kWh | 0.042966
Natural gas | E | kgCO2/kWh | 0.231
Total GHG emissions per unit
Electricity | F2 = B2 x D | kgCO2/m2 | 10.9133
Natural gas | G2 = C2 x E | kgCO2/m2 | 9.009
Building materials | H2 | kgCO2/m2 | 418.993
Total GHG emissions
Electricity | I2 = F2 x A | tCO2/yr | 4296.5774
Natural gas | J2 = G2 x A | tCO2/yr | 3546.8433
Total GHG emissions per unit | I2 = F2 x A x L | tCO2 over lifetime | 64448.6611
Electricity | J2 = G2 x A x L | tCO2 over lifetime | 53202.6495
Building materials | K2 = H2 x A | tCO2 over lifetime | 164957.5441
Total |  | tCO2 over lifetime | 282608.8547
40% reduction case
Characteristics of building
Energy consumption
Electricity | B3 | kWh/m2/yr | 219
Natural gas | C3 | kWh/m2/yr | 34
GHG emissions factors
Electricity | D | kgCO2/kWh | 0.042966
Natural gas | E | kgCO2/kWh | 0.231
Total GHG emissions per unit
Electricity | F3 = B3 x D | kgCO2/m2 | 9.4095
Natural gas | G3 = C3 x E | kgCO2/m2 | 7.854
Building materials | H3 | kgCO2/m2 | 418.993
Total GHG emissions
Electricity | I3 = F3 x A | tCO2/yr | 3704.5293
Natural gas | J3 = G3 x A | tCO2/yr | 3092.1198
Total GHG emissions per unit | I3 = F3 x A x L | tCO2 over lifetime | 55567.94
Electricity | J3 = G3 x A x L | tCO2 over lifetime | 46381.797
Building materials | K3 = H3 x A | tCO2 over lifetime | 164957.5441
Total |  | tCO2 over lifetime | 266907.2811
GHG reductions - 20% reduction case
Electricity | I1 - I2 | tCO2/yr | 33.8313
Natural gas | J1 - J2 | tCO2/yr | 8912.5806
Electricity | (I1 - I2) x L | tCO2 over lifetime | 507.4698
Natural gas | (J1 - J2) x L | tCO2 over lifetime | 133688.709
Building materials | K1 - K2 | tCO2 over lifetime | 7501.5598
Total | Sum of 20% case | tCO2 over lifetime | 141697.7386
GHG reductions - 40% reduction case
Electricity | I1 - I3 | tCO2/yr | 625.8794
Natural gas | J1 - J3 | tCO2/yr | 9367.3041
Electricity | (I1 - I3) x L | tCO2 over lifetime | 9388.1908
Natural gas | (J1 - J3) x L | tCO2 over lifetime | 140509.5615
Building materials | K1 - K3 | tCO2 over lifetime | 7501.5598
Total | Sum of 40% case | tCO2 over lifetime | 157399.3121
GHG reductions - average of 20% and 40% reduction case
Electricity | Average 20% and 40% case | tCO2/yr | 329.8554
Natural gas | Average 20% and 40% case | tCO2/yr | 9139.9423
Electricity | Average 20% and 40% case | tCO2 over lifetime | 4947.8303
Natural gas | Average 20% and 40% case | tCO2 over lifetime | 137099.1352
Building materials | Average 20% and 40% case | tCO2 over lifetime | 7501.5598
Total | Sum of above | tCO2 over lifetime | 159018.323
Percentage of reductions from building materials |  |  | 4.717%
Energy savings
Energy consumption per m2 | kWh/m2/yr
Baseline
Electricity | 256
Natural Gas | 137
20% reduction case
Electricity | 254
Natural Gas | 39
40% reduction case
Electricity | 219
Natural Gas | 34
30% reduction case
Electricity | 236.5
Natural Gas | 36.5
Energy consumption per investment | MWh/yr
Baseline
Electricity | 100787.2
Natural Gas | 53936.9
30% reduction case
Electricity | 93110.05
Natural Gas | 14370.05
Energy saving per investment | MWh/yr
30% reduction case
Electricity | 7677.15
Natural Gas | 39566.85

## CRI-Edu
GHG baseline emissions and emissions reductions for Costa Rica education case
GHG emissions summary (tCO2 over lifetime)
Emissions without EE measures (baseline) | 30750.8315
Emissions - 20% reduction case | 26662.9823
Emissions - 40% reduction case | 26345.9532
GHG reductions - 20% reduction case | 4087.8491
GHG reductions - 40% reduction case | 4404.8783
GHG reductions - average of 20% and 40% reduction case | 4246.3637
GHG emissions without EE measures: | Source of information | Unit | Value
Costa Rica
Type of building |  |  | Education
m2 impacted | A | m2 | 72800
Lifetime of investment | L | Years | 15
Baseline
Characteristics of building
Energy consumption
Electricity | B1 | kWh/m2/yr | 34
Natural gas | C1 | kWh/m2/yr | 3
GHG emissions factors
Electricity | D | kgCO2/kWh | 0.14516
Natural gas | E | kgCO2/kWh | 0.231
Total GHG emissions per unit
Electricity | F1 = B1 x D | kgCO2/m2 | 4.9354
Natural gas | G1 = C1 x E | kgCO2/m2 | 0.693
Building materials | H1 | kgCO2/m2 | 337.975
Total GHG emissions
Electricity | I1 = F1 x A | tCO2/yr | 359.2997
Natural gas | J1 = G1 x A | tCO2/yr | 50.4504
Electricity | I1 = F1 x A x L | tCO2 over lifetime | 5389.4955
Natural gas | J1 = G1 x A x L | tCO2 over lifetime | 756.756
Building materials | K1 = H1 x A | tCO2 over lifetime | 24604.58
Total |  | tCO2 over lifetime | 30750.8315
20% reduction case
Characteristics of building
Energy consumption
Electricity | B2 | kWh/m2/yr | 21
Natural gas | C2 | kWh/m2/yr | 3
GHG emissions factors
Electricity | D | kgCO2/kWh | 0.14516
Natural gas | E | kgCO2/kWh | 0.231
Total GHG emissions per unit
Electricity | F2 = B2 x D | kgCO2/m2 | 3.0484
Natural gas | G2 = C2 x E | kgCO2/m2 | 0.693
Building materials | H2 | kgCO2/m2 | 310.1294
Total GHG emissions
Electricity | I2 = F2 x A | tCO2/yr | 221.9204
Natural gas | J2 = G2 x A | tCO2/yr | 50.4504
Electricity | I2 = F2 x A x L | tCO2 over lifetime | 3328.806
Natural gas | J2 = G2 x A x L | tCO2 over lifetime | 756.756
Building materials | K2 = H2 x A | tCO2 over lifetime | 22577.4203
Total |  | tCO2 over lifetime | 26662.9823
40% reduction case
Characteristics of building
Energy consumption
Electricity | B3 | kWh/m2/yr | 19
Natural gas | C3 | kWh/m2/yr | 3
GHG emissions factors
Electricity | D | kgCO2/kWh | 0.14516
Natural gas | E | kgCO2/kWh | 0.231
Total GHG emissions per unit
Electricity | F3 = B3 x D | kgCO2/m2 | 2.758
Natural gas | G3 = C3 x E | kgCO2/m2 | 0.693
Building materials | H3 | kgCO2/m2 | 310.1294
Total GHG emissions
Electricity | I3 = F3 x A | tCO2/yr | 200.7851
Natural gas | J3 = G3 x A | tCO2/yr | 50.4504
Electricity | I3 = F3 x A x L | tCO2 over lifetime | 3011.7769
Natural gas | J3 = G3 x A x L | tCO2 over lifetime | 756.756
Building materials | K3 = H3 x A | tCO2 over lifetime | 22577.4203
Total |  | tCO2 over lifetime | 26345.9532
GHG reductions - 20% reduction case
Electricity | I1 - I2 | tCO2/yr | 137.3793
Natural gas | J1 - J2 | tCO2/yr | 0
Electricity | (I1 - I2) x L | tCO2 over lifetime | 2060.6894
Natural gas | (J1 - J2) x L | tCO2 over lifetime | 0
Building materials | K1 - K2 | tCO2 over lifetime | 2027.1597
Total | Sum of 20% case | tCO2 over lifetime | 4087.8491
GHG reductions - 40% reduction case
Electricity | I1 - I3 | tCO2/yr | 158.5146
Natural gas | J1 - J3 | tCO2/yr | 0
Electricity | (I1 - I3) x L | tCO2 over lifetime | 2377.7186
Natural gas | (J1 - J3) x L | tCO2 over lifetime | 0
Building materials | K1 - K3 | tCO2 over lifetime | 2027.1597
Total | Sum of 40% case | tCO2 over lifetime | 4404.8783
GHG reductions - average of 20% and 40% reduction case
Electricity | Average 20% and 40% case | tCO2/yr | 147.9469
Natural gas | Average 20% and 40% case | tCO2/yr | 0
Electricity | Average 20% and 40% case | tCO2 over lifetime | 2219.204
Natural gas | Average 20% and 40% case | tCO2 over lifetime | 0
Building materials | Average 20% and 40% case | tCO2 over lifetime | 2027.1597
Total | Sum of above | tCO2 over lifetime | 4246.3637
Percentage of reductions from building materials |  |  | 47.74%
Energy savings
Energy consumption per m2 | kWh/m2/yr
Baseline
Electricity | 34
Natural Gas | 3
20% reduction case
Electricity | 21
Natural Gas | 3
40% reduction case
Electricity | 19
Natural Gas | 3
30% reduction case
Electricity | 20
Natural Gas | 3
Energy consumption per investment | MWh/yr
Baseline
Electricity | 2475.2
Natural Gas | 218.4
30% reduction case
Electricity | 1456
Natural Gas | 218.4
Energy saving per investment | MWh/yr
30% reduction case
Electricity | 1019.2
Natural Gas | 0

## NMKD-Retail
GHG baseline emissions and emissions reductions for North Macedonia retail case
GHG emissions summary (tCO2 over lifetime)
Emissions without EE measures (baseline) | 983886.5481
Emissions - 20% reduction case | 796344.5857
Emissions - 40% reduction case | 648053.9942
GHG reductions - 20% reduction case | 187541.9624
GHG reductions - 40% reduction case | 335832.5539
GHG reductions - average of 20% and 40% reduction case | 261687.2581
| Source of information | Unit | Value
North Macedonia
Type of building |  |  | Retail
m2 impacted | A | m2 | 393700
Lifetime of investment | L | Years | 15
Baseline
Characteristics of building
Energy consumption
Electricity | B1 | kWh/m2/yr | 189
Natural gas | C1 | kWh/m2/yr | 39
GHG emissions factors
Electricity | D | kgCO2/kWh | 0.69079
Natural gas | E | kgCO2/kWh | 0.231
Total GHG emissions per unit
Electricity | F1 = B1 x D | kgCO2/m2 | 130.5599
Natural gas | G1 = C1 x E | kgCO2/m2 | 9.009
Building materials | H1 | kgCO2/m2 | 405.543
Total GHG emissions
Electricity | I1 = F1 x A | tCO2/yr | 51401.4413
Natural gas | J1 = G1 x A | tCO2/yr | 3546.8433
Electricity | I1 = F1 x A x L | tCO2 over lifetime | 771021.6195
Natural gas | J1 = G1 x A x L | tCO2 over lifetime | 53202.6495
Building materials | K1 = H1 x A | tCO2 over lifetime | 159662.2791
Total |  | tCO2 over lifetime | 983886.5481
20% reduction case
Characteristics of building
Energy consumption
Electricity | B2 | kWh/m2/yr | 145
Natural gas | C2 | kWh/m2/yr | 41
GHG emissions factors
Electricity | D | kgCO2/kWh | 0.69079
Natural gas | E | kgCO2/kWh | 0.231
Total GHG emissions per unit
Electricity | F2 = B2 x D | kgCO2/m2 | 100.165
Natural gas | G2 = C2 x E | kgCO2/m2 | 9.471
Building materials | H2 | kgCO2/m2 | 378.179
Total GHG emissions
Electricity | I2 = F2 x A | tCO2/yr | 39434.9682
Natural gas | J2 = G2 x A | tCO2/yr | 3728.7327
Electricity | I2 = F2 x A x L | tCO2 over lifetime | 591524.5229
Natural gas | J2 = G2 x A x L | tCO2 over lifetime | 55930.9905
Building materials | K2 = H2 x A | tCO2 over lifetime | 148889.0723
Total |  | tCO2 over lifetime | 796344.5857
40% reduction case
Characteristics of building
Energy consumption
Electricity | B3 | kWh/m2/yr | 114
Natural gas | C3 | kWh/m2/yr | 25
GHG emissions factors
Electricity | D | kgCO2/kWh | 0.69079
Natural gas | E | kgCO2/kWh | 0.231
Total GHG emissions per unit
Electricity | F3 = B3 x D | kgCO2/m2 | 78.7504
Natural gas | G3 = C3 x E | kgCO2/m2 | 5.775
Building materials | H3 | kgCO2/m2 | 378.179
Total GHG emissions
Electricity | I3 = F3 x A | tCO2/yr | 31004.044
Natural gas | J3 = G3 x A | tCO2/yr | 2273.6175
Electricity | I3 = F3 x A x L | tCO2 over lifetime | 465060.6594
Natural gas | J3 = G3 x A x L | tCO2 over lifetime | 34104.2625
Building materials | K3 = H3 x A | tCO2 over lifetime | 148889.0723
Total |  | tCO2 over lifetime | 648053.9942
GHG reductions - 20% reduction case
Electricity | I1 - I2 | tCO2/yr | 11966.4731
Natural gas | J1 - J2 | tCO2/yr | -181.8894
Electricity | (I1 - I2) x L | tCO2 over lifetime | 179497.0966
Natural gas | (J1 - J2) x L | tCO2 over lifetime | -2728.341
Building materials | K1 - K2 | tCO2 over lifetime | 10773.2068
Total | Sum of 20% case | tCO2 over lifetime | 187541.9624
GHG reductions - 40% reduction case
Electricity | I1 - I3 | tCO2/yr | 20397.3973
Natural gas | J1 - J3 | tCO2/yr | 1273.2258
Electricity | (I1 - I3) x L | tCO2 over lifetime | 305960.9601
Natural gas | (J1 - J3) x L | tCO2 over lifetime | 19098.387
Building materials | K1 - K3 | tCO2 over lifetime | 10773.2068
Total | Sum of 40% case | tCO2 over lifetime | 335832.5539
GHG reductions - average of 20% and 40% reduction case
Electricity | Average 20% and 40% case | tCO2/yr | 16181.9352
Natural gas | Average 20% and 40% case | tCO2/yr | 545.6682
Electricity | Average 20% and 40% case | tCO2 over lifetime | 242729.0283
Natural gas | Average 20% and 40% case | tCO2 over lifetime | 8185.023
Building materials | Average 20% and 40% case | tCO2 over lifetime | 10773.2068
Total | Sum of above | tCO2 over lifetime | 261687.2581
Percentage of reductions from building materials |  |  | 4.117%
Energy savings
Energy consumption per m2 | kWh/m2/yr
Baseline
Electricity | 189
Natural Gas | 39
20% reduction case
Electricity | 145
Natural Gas | 41
40% reduction case
Electricity | 114
Natural Gas | 25
30% reduction case
Electricity | 129.5
Natural Gas | 33
Energy consumption per investment | MWh/yr
Baseline
Electricity | 74409.3
Natural Gas | 15354.3
30% reduction case
Electricity | 50984.15
Natural Gas | 12992.1
Energy saving per investment | MWh/yr
30% reduction case
Electricity | 23425.15
Natural Gas | 2362.2

## Energy use
Baseline for energy consumption per climate is presented (kWh/smq/year) below:
Building type | Equatorial (Abidjan) | Tropical (Ziguinchor) | Desert (Desert) | Subtropical (Buenos Aires) | Mediterranean (Tunis) | Highland (Addis Ababa) | Semi-continental (Skopje)
Small multi-family residential | 106 | 111 | 106 | 134 | 129 | 135 | 156
Health centers | 162 | 169 | 171 | 162 | 164 | 160 | 178
Hospitals | 356 | 416 | 404 | 394 | 393 | 394 | 525
Schools | 34 | 37 | 44 | 32 | 35 | 26 | 28
Offices | 169 | 200 | 197 | 125 | - | - | 118
Hotels | 253 | - | - | 249 | - | - | 266
Retail | 217 | - | - | 241 | - | - | 228
Overview of energy consumption results, in kWh/m2fa
Building type | Scenario | Equatorial (Abidjan) | Tropical (Ziguinchor) | Desert (Desert) | Subtropical (Buenos Aires) | Mediter. (Tunis) | Highland (Addis-Abeba) | Semi-continental (Skopje
Small multi-family residential | Baseline | 106 | 111 | 106 | 134 | 129 | 135 | 156
| 20%EE | 79 | 81 | 76 | 102 | 98 | 105 | 117
| 40%EE | 67 | 68 | 68 | 78 | 77 | 79 | 87
Health centers | Baseline | 162 | 169 | 171 | 162 | 164 | 160 | 178
| 20%EE | 139 | 140 | 141 | 145 | 146 | 145 | 168
| 40%EE | 104 | 106 | 107 | 110 | 110 | 109 | 126
Hospitals | Baseline | 356 | 416 | 404 | 394 | 393 | 394 | 525
| 20%EE | 304 | 342 | 330 | 292 | 293 | 288 | 334
| 40%EE | 248 | 276 | 268 | 255 | 253 | 253 | 290
Schools | Baseline | 34 | 37 | 44 | 32 | 35 | 26 | 28
| 20%EE | 24 | 24 | 28 | 26 | 27 | 21 | 25
| 40%EE | 21 | 22 | 24 | 19 | 20 | 18 | 23
Offices | Baseline | 169 | 200 | 197 | 125 |  |  | 118
| 20%EE | 111 | 125 | 125 | 91 |  |  | 95
| 40%EE | 88 | 99 | 100 | 73 |  |  | 75
Hotels | Baseline | 253 |  |  | 249 |  |  | 266
| 20%EE | 212 |  |  | 219 |  |  | 232
| 40%EE | 179 |  |  | 176 |  |  | 182
Retail | Baseline | 217 |  |  | 241 |  |  | 228
| 20%EE | 168 |  |  | 181 |  |  | 186
| 40%EE | 129 |  |  | 137 |  |  | 139
7.3 EDGE simulation results
7.3.1. Health centers
All climates
| Baseline | 20% EE scenario | 40% EE scenario
Water consumption
(m3/patient.year) | 230,16 | 201,64 | 201,64
(L/patient.day) | 631 | 553 | 553
Embodied energy (MJ/m²)
Total embodied energy | 2835 | 2669 | 2669
Floor | 1148 | 1148 | 1148
Roof | 1148 | 1148 | 1148
Exterior walls | 62 | 6 | 6
Interior walls | 216 | 106 | 106
Ground | 199 | 199 | 199
Windows and joinery | 62 | 62 | 62
7.3.1. Health centers
Equatorial climate (Abidjan, Côte d’Ivoire):
| Baseline | 20% EE scenario | 40% EE scenario
Energy consumption (kWh/m². year)
Total final energy consumption | 162 | 139 | 104
Air conditioning (cooling + fan + pumps) | 56 | 24 | 18
Laundry | 13 | 13 | 10
DHW | 20 | 17 | 12
Lighting | 17 | 17 | 13
Other equipment | 68 | 68 | 51
CO2 Emissions
kgCO2/m²/year | 71 | 60 | 45
7.3.1. Health centers
Tropical climate (Ziguinchor, Senegal):
| Baseline | 20% EE scenario | 40% EE scenario
Energy consumption (kWh/m². year)
Total final energy consumption | 169 | 140 | 106
Air conditioning (cooling + fan + pumps) | 53 | 28 | 21
Laundry | 13 | 13 | 10
DHW | 18 | 14 | 11
Lighting | 17 | 17 | 13
Other equipment | 68 | 68 | 51
CO2 Emissions
kgCO2/m²/year | 28 | 23 | 17
7.3.1. Health centers
Desert climate (Djibouti, Republic of Djibouti):
| Baseline | 20% EE scenario | 40% EE scenario
Energy consumption (kWh/m². year)
Total final energy consumption | 171 | 141 | 107
Air conditioning (cooling + fan + pumps) | 57 | 30 | 22
Laundry | 13 | 13 | 10
DHW | 16 | 13 | 11
Lighting | 17 | 17 | 13
Other equipment | 68 | 68 | 51
CO2 Emissions
kgCO2/m²/year | 108 | 90 | 68
7.3.1. Health centers
Humid subtropical climate (Buenos Aires, Argentina):
| Baseline | 20% EE scenario | 40% EE scenario
Energy consumption (kWh/m². year)
Total final energy consumption | 162 | 145 | 110
Heating | 14,5 | 12 | 10
Air conditioning (cooling + fan + pumps) | 14,5 | 7 | 5
Laundry | 13 | 13 | 10
DHW | 35 | 28 | 21
Lighting | 17 | 17 | 13
Other equipment | 68 | 68 | 51
CO2 Emissions
kgCO2/m²/year | 56 | 51 | 38
7.3.1. Health centers
Mediterranean climate (Tunis, Tunisia):
| Baseline | 20% EE scenario | 40% EE scenario
Energy consumption (kWh/m². year)
Total final energy consumption | 164 | 146 | 110
Heating | 15 | 12 | 10
Air conditioning (cooling + fan + pumps) | 18 | 9 | 6
Laundry | 13 | 13 | 10
DHW | 33 | 27 | 20
Lighting | 17 | 17 | 13
Other equipment | 68 | 68 | 51
CO2 Emissions
kgCO2/m²/year | 53 | 47 | 35
7.3.1. Health centers
Mountain or Highland climate (Addis Abeba, Ethiopia) :
| Baseline | 20% EE scenario | 40% EE scenario
Energy consumption (kWh/m². year)
Total final energy consumption | 160 | 145 | 109
Heating | 13 | 12 | 10
Air conditioning (cooling + fan + pumps) | 12 | 5 | 3
Laundry | 13 | 13 | 10
DHW | 37 | 30 | 22
Lighting | 17 | 17 | 13
Other equipment | 68 | 68 | 51
CO2 Emissions
kgCO2/m²/year | 116 | 93 | 70
7.3.1. Health centers
Semi-continental climate (Skopje, North Macedonia) :
| Baseline | 20% EE scenario | 40% EE scenario
Energy consumption (kWh/m². year)
Total final energy consumption | 178 | 168 | 126
Heating | 26 | 26 | 20
Air conditioning (cooling + fan + pumps) | 12 | 9 | 6
Laundry | 13 | 13 | 10
DHW | 42 | 35 | 26
Lighting | 17 | 17 | 13
Other equipment | 68 | 68 | 51
CO2 Emissions
kgCO2/m²/year | 148 | 139 | 105
7.3.2. Social housing
All climates
| Baseline | 20% EE scenario | 40% EE scenario
Water consumption (kL/unit/year) | 137 | 106 | 106
Embodied energy (MJ/m²)
Total embodied energy | 4601 | 3993 | 3993
Floor | 1026 | 1026 | 1026
Roof | 513 | 513 | 513
Exterior walls | 1602 | 1602 | 1602
Interior walls | 1130 | 505 | 505
Ground | 53 | 53 | 53
Windows and joinery | 244 | 244 | 244
Roof insulation | 40 | 40 | 40
7.3.2. Social housing
Equatorial climate (Abidjan, Côte d’Ivoire):
| Baseline | 20% EE scenario | 40% EE scenario
Energy consumption (kWh/m². year)
Total final energy consumption | 30 | 26 | 26
Heating | NA | NA | NA
Domestic appliances | 10 | 10 | 10
Common amenities | 4 | 4 | 4
Lighting | 8 | 8 | 8
DHW | 8 | 4 | 4
CO2 Emissions
kgCO2/m²/year | 11 | 9 | 9
7.3.2. Social housing
Tropical climate (Ziguinchor, Senegal):
| Baseline | 20% EE scenario | 40% EE scenario
Energy consumption (kWh/m². year)
Total final energy consumption | 31 | 26 | 26
Heating | NA | NA | NA
Domestic appliances | 10 | 10 | 10
Common amenities | 4 | 4 | 4
Lighting | 8 | 8 | 8
DHW | 9 | 4 | 4
CO2 Emissions
kgCO2/m²/year | 14 | 12 | 12
7.3.2. Social housing
Desert climate (Djibouti, Republic of Djibouti):
| Baseline | 20% EE scenario | 40% EE scenario
Energy consumption (kWh/m². year)
Total final energy consumption | 28 | 25 | 25
Heating | NA | NA | NA
Domestic appliances | 10 | 10 | 10
Common amenities | 4 | 4 | 4
Lighting | 8 | 8 | 8
DHW | 6 | 3 | 3
CO2 Emissions
kgCO2/m²/year | 15 | 13 | 13
7.3.2. Social housing
Humid subtropical climate (Buenos Aires, Argentina):
| Baseline | 20% EE scenario | 40% EE scenario
Energy consumption (kWh/m². year)
Total final energy consumption | 46 | 37 | 31
Heating | 10 | 9 | 3
Domestic appliances | 10 | 10 | 10
Common amenities | 4 | 4 | 4
Lighting | 8 | 8 | 8
DHW | 14 | 6 | 6
CO2 Emissions
kgCO2/m²/year | 15 | 12 | 9
7.3.2. Social housing
Mediterranean climate (Tunis, Tunisia):
| Baseline | 20% EE scenario | 40% EE scenario
Energy consumption (kWh/m². year)
Total final energy consumption | 47 | 38 | 31
Heating | 11 | 10 | 3
Domestic appliances | 10 | 10 | 10
Common amenities | 4 | 4 | 4
Lighting | 8 | 8 | 8
DHW | 14 | 6 | 6
CO2 Emissions
kgCO2/m²/year | 14 | 12 | 8
7.3.3. Mid-income housing All climates
| Baseline | 20% EE scenario | 40% EE scenario
Water consumption
Water consumption (kL/unit/year) | 260 | 195 | 195
Embodied energy (MJ/m²)
Total embodied energy | 2321 | 1649 | 1649
Floor | 1026 | 1026 | 1026
Roof | 171 | 171 | 171
Exterior walls | 427 | 78 | 78
Interior walls | 383 | 171 | 171
Ground | 65 | 65 | 65
7.3.3. Mid-income housing
Equatorial climate (Abidjan, Côte d’Ivoire):
| Baseline | 20% EE scenario | 40% EE scenario
Energy consumption (kWh/m². year)
Total final energy consumption | 106 | 79 | 67
Heating | 0 | 0 | 0
Air conditioning (+fan energy) | 35 | 17 | 17
Domestic appliances | 27 | 25 | 25
Common amenities | 5 | 5 | 5
Lighting | 9 | 8 | 8
DHW | 30 | 24 | 12
CO2 Emissions
kgCO2/m²/year | 37 | 28 | 24
7.3.3. Mid-income housing
Tropical climate (Ziguinchor, Senegal):
| Baseline | 20% EE scenario | 40% EE scenario
Energy consumption (kWh/m². year)
Total final energy consumption | 111 | 81 | 68
Heating | 0 | 0 | 0
Air conditioning (+fan energy) | 37 | 17 | 17
Domestic appliances | 27 | 25 | 25
Common amenities | 5 | 5 | 5
Lighting | 9 | 8 | 8
DHW | 33 | 26 | 13
CO2 Emissions
kgCO2/m²/year | 51 | 37 | 31
7.3.3. Mid-income housing
Desert climate (Djibouti, Republic of Djibouti):
| Baseline | 20% EE scenario | 40% EE scenario
Energy consumption (kWh/m². year)
Total final energy consumption | 106 | 76 | 68
Heating | NA | NA | NA
Air conditioning (+fan energy) | 43 | 21 | 21
Domestic appliances | 27 | 25 | 25
Common amenities | 5 | 5 | 5
Lighting | 9 | 8 | 8
DHW | 22 | 17 | 9
CO2 Emissions
kgCO2/m²/year | 54 | 40 | 35
7.3.3. Mid-income housing
Humid subtropical climate (Buenos Aires, Argentina):
| Baseline | 20% EE scenario | 40% EE scenario
Energy consumption (kWh/m². year)
Total final energy consumption | 134 | 102 | 78
Heating | 7 | 7 | 7
Air conditioning (+fan energy) | 27 | 9 | 9
Domestic appliances | 28 | 25 | 25
Common amenities | 5 | 5 | 5
Lighting | 9 | 9 | 8
DHW | 58 | 47 | 24
CO2 Emissions
kgCO2/m²/year | 38 | 30 | 23
7.3.3. Mid-income housing
Mediterranean climate (Tunis, Tunisia):
| Baseline | 20% EE scenario | 40% EE scenario
Energy consumption (kWh/m². year)
Total final energy consumption | 129 | 98 | 77
Heating | 8 | 8 | 8
Air conditioning (+fan energy) | 27 | 10 | 10
Domestic appliances | 28 | 25 | 25
Common amenities | 5 | 5 | 5
Lighting | 9 | 8 | 8
DHW | 52 | 42 | 21
CO2 Emissions
kgCO2/m²/year | 34 | 26 | 21
7.3.3. Mid-income housing
Mountain or Highland climate (Addis Abeba, Ethiopia) :
| Baseline | 20% EE scenario | 40% EE scenario
Energy consumption (kWh/m². year)
Total final energy consumption | 135 | 105 | 79
Heating | 5 | 6 | 6
Air conditioning (+fan energy) | 26 | 9 | 9
Domestic appliances | 28 | 25 | 25
Common amenities | 5 | 5 | 5
Lighting | 9 | 9 | 8
DHW | 62 | 51 | 26
CO2 Emissions
kgCO2/m²/year | 70 | 55 | 41
7.3.3. Mid-income housing
Semi-continental climate (Skopje, North Macedonia) :
| Baseline | 20% EE scenario | 40% EE scenario
Energy consumption (kWh/m². year)
Total final energy consumption | 156 | 117 | 87
Heating | 9 | 9 | 9
Air conditioning (+fan energy) | 31 | 9 | 9
Domestic appliances | 28 | 25 | 25
Common amenities | 5 | 5 | 5
Lighting | 9 | 9 | 8
DHW | 74 | 60 | 31
CO2 Emissions
kgCO2/m²/year | 105 | 79 | 59
7.3.4. Hospitals All climates
| Baseline | 20% EE scenario | 40% EE scenario
Water consumption
(m3/patient.year) | 388.34 | 284.92 | 284.92
(L/patient.day) | 1065 | 781 | 838
Embodied energy (MJ/m²)
Total embodied energy | 1949 | 1886 | 1945
Floor | 1148 | 1148 | 1148
Roof | 287 | 287 | 287
Exterior walls | 30 | 30 | 30
Interior walls | 133 | 70 | 65
Ground | 199 | 199 | 199
Windows and joinery | 96 | 96 | 120
Insulation | 56 | 56 | 96
7.3.4. Hospitals
Equatorial climate (Abidjan, Côte d’Ivoire):
| Baseline | 20% EE scenario | 40% EE scenario
Energy consumption (kWh/m². year)
Total final energy consumption | 356 | 304 | 248
Heating | NA | NA | NA
Air conditioning (cooling + fan + pump) | 107 | 80 | 49
Laundry | 9 | 9 | 7
DHW | 37 | 12 | 10
Lighting | 24 | 24 | 21
Catering | 45 | 45 | 41
Other equipment | 134 | 134 | 120
CO2 Emissions
kgCO2/m²/year | 155 | 131 | 108
7.3.4. Hospitals
Tropical climate (Ziguinchor, Senegal):
| Baseline | 20% EE scenario | 40% EE scenario
Energy consumption (kWh/m². year)
Total final energy consumption | 416 | 342 | 276
Heating | NA | NA | NA
Air conditioning (cooling + fan + pump) | 172 | 120 | 77
Laundry | 9 | 9 | 8
DHW | 32 | 10 | 8
Lighting | 24 | 24 | 22
Catering | 45 | 45 | 41
Other equipment | 134 | 134 | 120
CO2 Emissions
kgCO2/m²/year | 68 | 56 | 45
7.3.4. Hospitals
Desert climate (Djibouti, Republic of Djibouti):
| Baseline | 20% EE scenario | 40% EE scenario
Energy consumption (kWh/m². year)
Total final energy consumption | 404 | 330 | 268
Heating | NA | NA | NA
Air conditioning (cooling + fan + pump) | 163 | 109 | 69
Laundry | 9 | 9 | 8
DHW | 28 | 9 | 8
Lighting | 25 | 24 | 22
Catering | 45 | 45 | 41
Other equipment | 134 | 134 | 120
CO2 Emissions
kgCO2/m²/year | 258 | 210 | 171
7.3.4. Hospitals
Humid subtropical climate (Buenos Aires, Argentina):
| Baseline | 20% EE scenario | 40% EE scenario
Energy consumption (kWh/m². year)
Total final energy consumption | 394 | 292 | 255
Heating | 80 | 28 | 22
Air conditioning (cooling + fan + pump) | 37 | 33 | 26
Laundry | 11 | 10 | 9
DHW | 63 | 18 | 17
Lighting | 24 | 24 | 20
Catering | 45 | 45 | 41
Other equipment | 134 | 134 | 120
CO2 Emissions
kgCO2/m²/year | 137 | 101 | 89
7.3.4. Hospitals
Mediterranean climate (Tunis, Tunisia):
| Baseline | 20% EE scenario | 40% EE scenario
Energy consumption (kWh/m². year)
Total final energy consumption | 393 | 293 | 253
Heating | 76 | 21 | 19
Air conditioning (cooling + fan + pump) | 43 | 42 | 29
Laundry | 10 | 9 | 9
DHW | 61 | 18 | 15
Lighting | 24 | 24 | 20
Catering | 45 | 45 | 41
Other equipment | 134 | 134 | 120
CO2 Emissions
kgCO2/m²/year | 126 | 94 | 81
7.3.4. Hospitals
Mountain or Highland climate (Addis Abeba, Ethiopia) :
| Baseline | 20% EE scenario | 40% EE scenario
Energy consumption (kWh/m². year)
Total final energy consumption | 394 | 288 | 253
Heating | 82 | 27 | 19
Air conditioning (cooling + fan + pump) | 30 | 29 | 26
Laundry | 12 | 9 | 8
DHW | 67 | 20 | 18
Lighting | 24 | 24 | 21
Catering | 45 | 45 | 41
Other equipment | 134 | 134 | 120
CO2 Emissions
kgCO2/m²/year | 253 | 184 | 161
7.3.4. Hospitals
Semi-continental climate (Skopje, North Macedonia) :
| Baseline | 20% EE scenario | 40% EE scenario
Energy consumption (kWh/m². year)
Total final energy consumption | 525 | 334 | 290
Heating | 190 | 61 | 54
Air conditioning (cooling + fan + pump) | 43 | 38 | 27
Laundry | 11 | 8 | 8
DHW | 78 | 24 | 20
Lighting | 24 | 24 | 20
Catering | 45 | 45 | 41
Other equipment | 134 | 134 | 120
CO2 Emissions
kgCO2/m²/year | 437 | 278 | 241
7.3.5. Education All climates
| Baseline | 20% EE scenario | 40% EE scenario
Water consumption
(m3/day) | 35 | 35 | 35
Embodied energy (MJ/m²)
Total embodied energy | 2319 | 2319 | 2335
Floor | 1148 | 1148 | 1148
Roof | 574 | 574 | 574
Exterior walls | 52 | 52 | 44
Interior walls | 105 | 105 | 105
Ground | 193 | 193 | 193
Windows and joinery | 247 | 247 | 247
Roof insulation | - | - | 24
7.3.5. Education
Equatorial climate (Abidjan, Côte d’Ivoire):
| Baseline | 20% EE scenario | 40% EE scenario
Energy consumption (kWh/m². year)
Total final energy consumption | 34 | 24 | 21
Heating | NA | NA | NA
Mechanical ventilation (fan energy) | 17 | 7 | 6
DHW | 4 | 4 | 3
Lighting | 5 | 5 | 4
Catering | 6 | 6 | 6
Other equipment | 2 | 2 | 2
CO2 Emissions
kgCO2/m²/year | 8 | 8 | 8
7.3.5. Education
Tropical climate (Ziguinchor, Senegal):
| Baseline | 20% EE scenario | 40% EE scenario
Energy consumption (kWh/m². year)
Total final energy consumption | 37 | 24 | 22
Heating | NA | NA | NA
Mechanical ventilation (fan energy) | 21 | 8 | 7
DHW | 3 | 3 | 3
Lighting | 5 | 5 | 4
Catering | 6 | 6 | 6
Other equipment | 2 | 2 | 2
CO2 Emissions
kgCO2/m²/year | 3 | 3 | 2,5
7.3.5. Education
Desert climate (Djibouti, Republic of Djibouti):
| Baseline | 20% EE scenario | 40% EE scenario
Energy consumption (kWh/m². year)
Total final energy consumption | 44 | 28 | 24
Heating | NA | NA | NA
Mechanical ventilation (fan energy) | 29 | 13 | 10
DHW | 2 | 2 | 2
Lighting | 5 | 5 | 4
Catering | 6 | 6 | 6
Other equipment | 2 | 2 | 2
CO2 Emissions
kgCO2/m²/year | 10 | 10 | 9,4
7.3.5. Education
Humid subtropical climate (Buenos Aires, Argentina):
| Baseline | 20% EE scenario | 40% EE scenario
Energy consumption (kWh/m². year)
Total final energy consumption | 32 | 26 | 19
Heating | 3 | 4 | 2
Mechanical ventilation (fan energy) | 11 | 4 | 1
DHW | 5 | 5 | 4
Lighting | 5 | 5 | 4
Catering | 6 | 6 | 6
Other equipment | 2 | 2 | 2
CO2 Emissions
kgCO2/m²/year | 7 | 7 | 7
7.3.5. Education
Mediterranean climate (Tunis, Tunisia):
| Baseline | 20% EE scenario | 40% EE scenario
Energy consumption (kWh/m². year)
Total final energy consumption | 35 | 27 | 20
Heating | 4 | 5 | 2
Mechanical ventilation (fan energy) | 13 | 4 | 2
DHW | 5 | 5 | 4
Lighting | 5 | 5 | 4
Catering | 6 | 6 | 6
Other equipment | 2 | 2 | 2
CO2 Emissions
kgCO2/m²/year | 7 | 7 | 6,4
7.3.5. Education
Mountain or Highland climate (Addis Abeba, Ethiopia) :
| Baseline | 20% EE scenario | 40% EE scenario
Energy consumption (kWh/m². year)
Total final energy consumption | 26 | 21 | 18
Heating | 1 | 2 | 1
Mechanical ventilation (fan energy) | 7 | 1 | 1
DHW | 5 | 5 | 4
Lighting | 5 | 5 | 4
Catering | 6 | 6 | 6
Other equipment | 2 | 2 | 2
CO2 Emissions
kgCO2/m²/year | 12 | 13 | 12
7.3.5. Education
Semi-continental climate (Skopje, North Macedonia) :
| Baseline | 20% EE scenario | 40% EE scenario
Energy consumption (kWh/m². year)
Total final energy consumption | 28 | 25 | 23
Heating | 6 | 4 | 4
Mechanical ventilation (fan energy) | 4 | 3 | 3
DHW | 4 | 4 | 4
Lighting | 5 | 5 | 4
Catering | 6 | 6 | 6
Other equipment | 3 | 3 | 2
CO2 Emissions
kgCO2/m²/year | 23 | 21 | 19
7.3.6. Offices All climates
| Baseline | 20% EE scenario | 40% EE scenario
Water consumption
(liter/m2.an) | 838 | 620 | 620
Embodied energy (MJ/m²)
Total embodied energy | 2129 | 2146 | 2146
Floor | 1148 | 1148 | 1148
Roof | 383 | 383 | 383
Exterior walls | 159 | 159 | 159
Interior walls | 164 | 164 | 164
Ground | 199 | 199 | 199
Windows and joinery | 76 | 76 | 76
Roof insulation | - | 17 | 17
7.3.6. Offices
Equatorial climate (Abidjan, Côte d’Ivoire):
| Baseline | 20% EE scenario | 40% EE scenario
Energy consumption (kWh/m². year)
Total final energy consumption | 169 | 111 | 88
Heating | NA | NA | NA
Air conditioning (including fans and pumps) | 113 | 55 | 43
Lighting | 14 | 14 | 11
Other equipment | 42 | 42 | 34
CO2 Emissions
kgCO2/m²/year | 75 | 49 | 40
7.3.6. Offices
Tropical climate (Ziguinchor, Senegal):
| Baseline | 20% EE scenario | 40% EE scenario
Energy consumption (kWh/m². year)
Total final energy consumption | 200 | 125 | 99
Heating | 0 | 0 | 0
Air conditioning (including fans and pumps) | 143 | 68 | 54
Lighting | 14 | 14 | 11
Other equipment | 43 | 43 | 34
CO2 Emissions
kgCO2/m²/year | 38 | 23 | 19
7.3.6. Offices
Humid subtropical climate (Buenos Aires, Argentina):
| Baseline | 20% EE scenario | 40% EE scenario
Energy consumption (kWh/m². year)
Total final energy consumption | 125 | 91 | 73
Heating | 7 | 6 | 5
Air conditioning (including fans and pumps) | 62 | 29 | 23
Lighting | 14 | 14 | 11
Other equipment | 42 | 42 | 34
CO2 Emissions
kgCO2/m²/year | 46 | 33 | 26
7.3.6. Offices
Desert climate (Djibouti, Republic of Djibouti):
| Baseline | 20% EE scenario | 40% EE scenario
Energy consumption (kWh/m². year)
Total final energy consumption | 197 | 125 | 100
Heating | NA | NA | NA
Air conditioning (including fans and pumps) | 141 | 69 | 55
Lighting | 14 | 14 | 11
Other equipment | 42 | 42 | 34
CO2 Emissions
kgCO2/m²/year | 126 | 80 | 64
7.3.6. Offices
Semi-continental climate (Skopje, North Macedonia) :
| Baseline | 20% EE scenario | 40% EE scenario
Energy consumption (kWh/m². year)
Total final energy consumption | 118 | 95 | 75
Heating | 1 | 1 | 1
Air conditioning (including fans and pumps) | 69 | 46 | 36
Lighting | 14 | 14 | 11
Other equipment | 34 | 34 | 27
CO2 Emissions
kgCO2/m²/year | 97 | 78 | 61
7.3.7. Hotels All climates
| Baseline | 20% EE scenario | 40% EE scenario
Water consumption
(liter/m2.year) | 2052 | 2213 | 2162
Embodied energy (MJ/m²)
Total embodied energy | 1700 | 1700 | 1700
Floor | 1148 | 1148 | 1148
Roof | 52 | 52 | 52
Exterior walls | 130 | 130 | 130
Interior walls | 87 | 87 | 87
Ground | 199 | 199 | 199
Windows and joinery | 68 | 68 | 68
Roof insultation | 16 | 16 | 16
7.3.7. Hotels
Equatorial climate (Abidjan, Côte d’Ivoire):
| Baseline | 20% EE scenario | 40% EE scenario
Energy consumption (kWh/m². year)
Total final energy consumption | 253 | 212 | 179
Heating | NA | NA | NA
Air conditioning (including fans and pumps) | 73 | 44 | 36
Laundry | 47 | 47 | 43
DHW | 26 | 18 | 7
Lighting | 25 | 21 | 19
Catering | 77 | 77 | 69
Other equipment | 5 | 5 | 5
CO2 Emissions
kgCO2/m²/year | 113 | 95 | 80
7.3.7. Hotels
Humid subtropical climate (Buenos Aires, Argentina):
| Baseline | 20% EE scenario | 40% EE scenario
Energy consumption (kWh/m². year)
Total final energy consumption | 249 | 219 | 176
Heating | 2 | 0 | 0
Air conditioning (including fans and pumps) | 49 | 36 | 25
Laundry | 47 | 47 | 43
DHW | 45 | 34 | 16
Lighting | 25 | 21 | 19
Catering | 77 | 77 | 69
Other equipment | 4 | 4 | 4
CO2 Emissions
kgCO2/m²/year | 91 | 80 | 64
7.3.7. Hotels
Semi-continental climate (Skopje, North Macedonia) :
| Baseline | 20% EE scenario | 40% EE scenario
Energy consumption (kWh/m². year)
Total final energy consumption | 266 | 232 | 182
Heating | 10 | 6 | 4
Air conditioning (including fans and pumps) | 47 | 34 | 23
Laundry | 47 | 47 | 43
DHW | 55 | 42 | 20
Lighting | 25 | 21 | 19
Catering | 77 | 77 | 69
Other equipment | 5 | 5 | 4
CO2 Emissions
kgCO2/m²/year | 219 | 191 | 150
7.3.8. Retail All climates
| Baseline | 20% EE scenario | 40% EE scenario
Water consumption
(m3/m2) | 7,2 | 7,1 | 4,1
Embodied energy (MJ/m²)
Total embodied energy | 1852 | 1852 | 1852
Floor | 1148 | 1148 | 1148
Roof | 230 | 230 | 230
Exterior walls | 73 | 73 | 73
Interior walls | 37 | 37 | 37
Ground | 199 | 199 | 199
Windows and joinery | 165 | 165 | 165
Roof insultation | - | - | -
7.3.8. Retail
Equatorial climate (Abidjan, Côte d’Ivoire):
| Baseline | 20% EE scenario | 40% EE scenario
Energy consumption (kWh/m². year)
Total final energy consumption | 217 | 168 | 129
Heating | NA | NA | NA
Air conditioning (including fans and pumps) | 48 | 34 | 25
DHW | 14 | 14 | 8
Lighting | 62 | 26 | 21
Refrigeration | 11 | 12 | 9
Catering | 45 | 45 | 36
Other equipment | 37 | 37 | 30
CO2 Emissions
kgCO2/m²/year | 94 | 75 | 57
7.3.8. Retail
Humid subtropical climate (Buenos Aires, Argentina):
| Baseline | 20% EE scenario | 40% EE scenario
Energy consumption (kWh/m². year)
Total final energy consumption | 241 | 181 | 137
Heating | 26 | 11 | 10
Air conditioning (including fans and pumps) | 31 | 22 | 14
DHW | 29 | 29 | 16
Lighting | 62 | 26 | 21
Refrigeration | 11 | 11 | 10
Catering | 45 | 45 | 36
Other equipment | 37 | 37 | 30
CO2 Emissions
kgCO2/m²/year | 88 | 66 | 50
7.3.8. Retail
Semi-continental climate (Skopje, North Macedonia) :
| Baseline | 20% EE scenario | 40% EE scenario
Energy consumption (kWh/m². year)
Total final energy consumption | 228 | 186 | 139
Heating | 2 | 4 | 4
Air conditioning (including fans and pumps) | 34 | 26 | 18
DHW | 37 | 37 | 21
Lighting | 62 | 26 | 21
Refrigeration | 11 | 11 | 9
Catering | 45 | 45 | 36
Other equipment | 37 | 37 | 30
CO2 Emissions
kgCO2/m²/year | 188 | 153 | 114

## Sector emissions
Commodity | Emissions Factor - stationary combustion in residential and agriculture, etc. |  | Albania |  | Argentina |  |  | Costa Rica |  | Djibouti |  |  | Indonesia |  |  | Mexico |  | Morocco |  |  | Nigeria (IEA) |  | Nigeria |  |  | North Macedonia |  |  | Sri Lanka |  | Tunisia
(unit) | (tonnes CO2eq/GJ) | (tonnes CO2eq/toe) | Consumption (GJ) | GHG emissions (tCO2e) | Consumption (000 toe) | Consumption (GJ) | GHG emissions (tCO2e) | Consumption (GJ) | GHG emissions (tCO2e) | Consumption (000 toe) | Consumption (GJ) | GHG emissions (tCO2e) | Consumption (000 boe) | Consumption (GJ) | GHG emissions (tCO2e) | Consumption (GJ) | GHG emissions (tCO2e) | Consumption (ktoe) | Consumption (GJ) | GHG emissions (tCO2e) | Consumption (GJ) | GHG emissions (tCO2e) | Consumption (ktoe) | Consumption (GJ) | GHG emissions (tCO2e) | Consumption (ktoe) | Consumption (GJ) | GHG emissions (tCO2e) | Consumption (GJ) | GHG emissions (tCO2e) | Consumption (ktoe) | Consumption (GJ) | GHG emissions (tCO2e)
Light fuel oil (diesel) | 0.074496 | 3.119 | 7231000 | 538680.576 | 90 | 3768119.9941 | 280709.8671 | 1381000 | 102878.976 |  | 0 | 0 |  | 0 | 0 |  | 0 | 54.3267 |  | 0 | 48505000 | 3613428.48 |  |  | 0 | 13.3095 | 557240.5127 | 41512.1892 |  | 0 | 64 | 2679551.9958 | 199615.9055
Motor spirit (petrol/gasoline) | 0.069696 | 2.918 |  | 0 |  | 0 | 0 | 218000 | 15193.728 |  | 0 | 0 | 6600 | 37580716.7414 | 2619225.634 |  | 0 |  |  | 0 |  | 0 |  |  | 0 | 51.8011 | 2168810.433 | 151157.4119 |  | 0 |  | 0 | 0
Natural gas | 0.056236 | 2.3545 |  | 0 | 9600 | 401932799.3731 | 22603092.9055 |  | 0 |  | 0 | 0 | 235 | 1338101.2779 | 75249.4635 | 42380000 | 2383281.68 |  |  | 0 |  | 0 |  |  | 0 | 6.1116 | 255880.9327 | 14389.7201 |  | 0 | 452 | 18924335.9705 | 1064228.9576
Liquefied natural gas (same as Compressed Natural Gas) | 0.064596 | 2.7045 |  | 0 | 1250 | 52334999.9184 | 3380631.6547 |  | 0 |  | 0 | 0 |  | 0 | 0 |  | 0 |  |  | 0 |  | 0 |  |  | 0 |  | 0 | 0 |  | 0 |  | 0 | 0
Liquefied petroleum gas | 0.063236 | 2.6476 |  | 0 |  | 0 | 0 | 7206000 | 455678.616 |  | 0 | 0 | 63531 | 361748562.9238 | 22875532.1251 | 309740000 | 19586718.64 | 2807.5719 | 117547419.3304 | 7433228.6088 |  | 0 | 136 | 5694047.9911 | 360068.8188 | 11.1574 | 467139.2592 | 29540.0182 | 16813100 | 1063193.1916 | 626 | 26209367.9591 | 1657375.5923
Kerosene - jet fuel | 0.071896 | 3.0101 |  | 0 | 2 | 83735.9999 | 6020.2834 | 41000 | 2947.736 | 45 | 1884059.9971 | 135456.3775 |  | 0 | 0 |  | 0 |  | 0 | 0 |  | 0 | 563 | 23571683.9632 | 1694709.7902 |  | 0 | 0 | 8896500 | 639622.764 | 10 | 418679.9993 | 30101.4172
Other Kerosene | 0.072296 | 3.0269 |  | 0 |  | 0 | 0 |  | 0 | 13 | 544283.9992 | 39349.556 |  | 0 | 0 |  | 0 |  | 0 | 0 |  | 0 |  | 0 | 0 | 24.451 | 1023715.7246 | 74010.552 |  | 0 |  | 0 | 0
Anthracite | 0.10506 | 4.3989 |  | 0 |  | 0 | 0 |  | 0 |  | 0 | 0 |  | 0 | 0 |  | 0 |  | 0 | 0 |  | 0 |  | 0 | 0 |  | 0 | 0 |  | 0 |  | 0 | 0
Other bituminous coal | 0.10136 | 4.2439 |  | 0 |  | 0 | 0 |  | 0 |  | 0 | 0 |  | 0 | 0 |  | 0 |  | 0 | 0 |  | 0 |  | 0 | 0 |  | 0 | 0 |  | 0 |  | 0 | 0
Patent fuel | 0.10426 | 4.3654 |  | 0 |  | 0 | 0 |  | 0 |  | 0 | 0 |  | 0 | 0 |  | 0 |  | 0 | 0 |  | 0 |  | 0 | 0 |  | 0 | 0 |  | 0 |  | 0 | 0
Wood (25 % humidity) | 0.11954 | 5.0049 |  | 0 | 132 | 5526575.9914 | 660646.894 | 5846000 | 698830.84 | 145 | 6070859.9905 | 725710.6033 |  | 0 | 0 | 249080000 | 29775023.2 | 1131.8788 | 47389499.9335 | 5664940.8221 |  | 0 |  | 0 | 0 |  | 0 | 0 | 82702000 | 9886197.08 | 558 | 23362343.9636 | 2792734.5974
Grid emissions factor (country specific) | 0 | 0 | 16897000 | 201665.0377 | 6268 | 262428623.5907 | 25527937.0377 | 36521000 | 1472606.5085 | 36 | 1507247.9976 | 267475.1191 | 99479 | 566438200.1086 | 100276963.9436 | 345910000 | 30711107.4627 | 1488 | 62299583.9028 | 9528013.5621 | 84050000 | 0 | 1907 | 79842275.8755 | 8767392.9664 | 389.6623 | 16314380.522 | 3130517.7082 | 36223000 | 4710059.1734 | 900 | 37681199.9412 | 4229313.2685
Coke/ Oven Coke | 0.11376 | 4.7631 |  | 0 |  | 0 | 0 |  | 0 |  | 0 | 0 |  | 0 | 0 |  | 0 |  | 0 | 0 |  | 0 |  | 0 | 0 |  | 0 | 0 |  | 0 |  | 0 | 0
Hard coal | 0.10136 | 4.2439 |  | 0 | 285 | 11932379.9814 | 1209525.6968 | 34000 | 3446.41 | 40 | 1674719.9974 | 169757.9925 |  | 0 | 0 |  | 0 |  | 0 | 0 |  | 0 | 3157 | 132177275.7939 | 13398149.5608 |  | 0 | 0 |  | 0 | 163 | 6824483.9894 | 691763.8196
Brown coal briquettes | 0.10426 | 4.3654 |  | 0 |  | 0 | 0 |  | 0 |  | 0 | 0 |  | 0 | 0 |  | 0 |  | 0 | 0 |  | 0 |  | 0 | 0 | 33.693 | 1410657.5219 | 147082.2065 |  | 0 |  | 0 | 0
Brown coal | 0.10426 | 4.3654 |  | 0 |  | 0 | 0 |  | 0 |  | 0 | 0 |  | 0 | 0 |  | 0 |  | 0 | 0 |  | 0 |  | 0 | 0 | 1.2065 | 50512.6201 | 5266.6983 |  | 0 |  | 0 | 0
Black lignite | 0.10776 | 4.5119 |  | 0 |  | 0 | 0 |  | 0 |  | 0 | 0 |  | 0 | 0 |  | 0 |  | 0 | 0 |  | 0 |  | 0 | 0 |  | 0 | 0 |  | 0 |  | 0 | 0
Pellets/wood bricks | 0.11954 | 5.0049 |  | 0 |  | 0 | 0 |  | 0 |  | 0 | 0 |  | 0 | 0 |  | 0 |  | 0 | 0 |  | 0 |  | 0 | 0 |  | 0 | 0 |  | 0 |  | 0 | 0
Oil shale | 0.073696 | 3.0855 |  | 0 |  | 0 | 0 |  | 0 |  | 0 | 0 |  | 0 | 0 |  | 0 |  | 0 | 0 |  | 0 |  | 0 | 0 |  | 0 | 0 |  | 0 |  | 0 | 0
Peat | 0.11273 | 4.7199 |  | 0 |  | 0 | 0 |  | 0 |  | 0 | 0 |  | 0 | 0 |  | 0 |  | 0 | 0 |  | 0 |  | 0 | 0 |  | 0 | 0 |  | 0 |  | 0 | 0
Peat briquettes | 0.11273 | 4.7199 |  | 0 |  | 0 | 0 |  | 0 |  | 0 | 0 |  | 0 | 0 |  | 0 |  | 0 | 0 |  | 0 |  | 0 | 0 |  | 0 | 0 |  | 0 |  | 0 | 0
Residual fuel oil (heavy oil) | 0.077796 | 3.2572 |  | 0 | 115 | 4814819.9925 | 374573.7361 | 217000 | 16881.732 |  | 0 | 0 |  | 0 | 0 |  | 0 |  | 0 | 0 |  | 0 |  | 0 | 0 | 2.8832 | 120714.9366 | 9391.1392 |  | 0 |  | 0 | 0
Paraffin | 0.073696 | 3.0855 |  | 0 |  | 0 | 0 |  | 0 |  | 0 | 0 |  | 0 | 0 |  | 0 | 2.0552 | 86046.7785 | 6341.3034 |  | 0 |  | 0 | 0 |  | 0 | 0 |  | 0 |  | 0 | 0
Waste | 0.10754 | 4.5025 | 5816000 | 625452.64 |  | 0 | 0 |  | 0 |  | 0 | 0 |  | 0 | 0 |  | 0 |  | 0 | 0 |  | 0 |  | 0 | 0 | 163.9914 | 6865993.656 | 738368.9578 |  | 0 | 141 | 5903387.9908 | 634850.3445
Biodiesel | 0.071196 | 2.9808 |  | 0 |  | 0 | 0 |  | 0 |  | 0 | 0 |  | 0 | 0 |  | 0 | 1146.6413 | 48007577.5386 | 3417947.4904 |  | 0 |  | 0 | 0 |  | 0 | 0 |  | 0 |  | 0 | 0
TOTAL (tCO2e) |  |  | 29944000 | 1365798.2537 |  | 742822054.8415 | 54043138.0754 | 51464000 | 2768464.5465 |  | 11681171.9818 | 1337749.6484 |  | 967105581.0517 | 125846971.1661 | 947110000 | 82456130.9827 |  | 275330127.4838 | 26050471.7867 | 132555000 | 3613428.48 |  | 241285283.6237 | 24220321.1362 |  | 29235046.1187 | 4341236.6015 | 144634600 | 16299072.209 |  | 122003351.8097 | 11299983.9026
TOTAL (MtCO2e) |  |  |  | 1.3658 |  |  | 54.0431 |  | 2.7685 |  |  | 1.3377 |  |  | 125.847 |  | 82.4561 |  |  | 26.0505 |  | 3.6134 |  |  | 24.2203 |  |  | 4.3412 |  | 16.2991 |  |  | 11.3
Assumptions:
Sectors: Residential/households, commercial, other
1 boe = 0.136 toe
Sources:
Argentina | Government Secretariat of Energy, National Energy Balance of the Argentine Republic (2017), http://www.argentina.gob.ar/energia/hidrocarburos/balances-energeticos-0
Costa Rica | https://sepse.go.cr/balances-energeticos/
Tunisia | https://au-afrec.org/en/energy-balances
Nigeria | https://au-afrec.org/en/energy-balances
Djibouti | https://au-afrec.org/en/energy-balances
Indonesia | https://www.esdm.go.id/assets/media/content/content-handbook-of-energy-and-economic-statistics-of-indonesia-2018-final-edition.pdf
Mexico | https://www.gob.mx/cms/uploads/attachment/file/528054/Balance_Nacional_de_Energ_a_2018.pdf
Sri Lanka | http://www.energy.gov.lk/images/energy-balance/energy-balance-2019-lq.pdf
Albania | http://www.instat.gov.al/en/themes/environment-and-energy/energy/#tab2
Grid emissions factor: |  | Unit | Source
Albania | 0.042966 | tCO2/MWh | The IFI Dataset of Default Grid Factors v.2.0 (2019)
Argentina | 0.35019 | tCO2/MWh | The IFI Dataset of Default Grid Factors v.2.0 (2019)
Costa Rica | 0.14516 | tCO2/MWh | The IFI Dataset of Default Grid Factors v.2.0 (2019)
Djibouti | 0.63885 | tCO2/MWh | The IFI Dataset of Default Grid Factors v.2.0 (2019)
Indonesia | 0.63731 | tCO2/MWh | The IFI Dataset of Default Grid Factors v.2.0 (2019)
Mexico | 0.31962 | tCO2/MWh | The IFI Dataset of Default Grid Factors v.2.0 (2019)
Morocco | 0.55058 | tCO2/MWh | The IFI Dataset of Default Grid Factors v.2.0 (2019)
Nigeria | 0.39531 | tCO2/MWh | The IFI Dataset of Default Grid Factors v.2.0 (2019)
N. Macedonia | 0.69079 | tCO2/MWh | The IFI Dataset of Default Grid Factors v.2.0 (2019)
Sri Lanka | 0.46811 | tCO2/MWh | The IFI Dataset of Default Grid Factors v.2.0 (2019)
Tunisia | 0.40406 | tCO2/MWh | The IFI Dataset of Default Grid Factors v.2.0 (2019)
Annual emissions from buildings
Albania | 1.3658
Argentina | 54.0431
Costa Rica | 2.7685
Djibouti | 1.3377
Indonesia | 125.847
Mexico | 82.4561
Morocco | 26.0505
Nigeria | 24.2203
N. Macedonia | 4.3412
Sri Lanka | 16.2991
Tunisia | 11.3
Total | 350.0293

## Country emissions
Key emissions figures
| Unit | Albania | Argentina | Costa Rica | Djibouti | Indonesia | Mexico | Morocco | Nigeria | North Macedonia | Sri Lanka | Tunisia
Annual CO2 emissions (excluding land-use) | MtCO2 | 4.53 | 156.98 | 7.91 | 0.35 | 589.5 | 356.97 | 64.54 | 125.46 | 7.15 | 21.11 | 28.13 | 1362.63
Total GHG emissions in 2016 including LULUCF | MtCO2eq | 9.19 | 482.08 | 4.63 | 2.08 | 2230 | 688.38 | 88.05 | 481.02 | 10.39 | 37.32 | 39.41
2030 NDC target |  |  | 359 | [5 empty] | 453
Total CO2 emissions 2020 |  | 3.4 | 153 |  |  | 626.6 | 381 |  | 92 |  | 22.7 | 26.2 | https://www.iea.org/data-and-statistics/data-browser?country=ALBANIA&fuel=CO2%20emissions&indicator=TotCO2
*These figures are from IEA source which the GCF notes refer us to, however this source does not include Djibouti, hence why World in Data was used.
Sources:
https://www.carbonbrief.org/the-carbon-brief-profile-nigeria
https://www.iea.org/data-and-statistics?country=MOROCCO&fuel=CO2%20emissions&indicator=CO2BySector
https://ourworldindata.org/co2/country/albania#total-greenhouse-gas-emissions-how-much-does-the-average-person-emit-where-do-emissions-come-from
https://ourworldindata.org/grapher/total-ghg-emissions?tab=table&country=~ALB

## ReadMe
Instructions to users
Blue color indicates an input field
Green color indicates an output field
Grey color indicates a field which should not be modified
The "General Inputs&Outputs Sheet shows the input and output data at the scale of the studied pipeline (1,066MEUR of building infrastructure) and when extrapolated lineraly to the scale of the PEEB Cool program (1,287MEUR).
The main KPIs can be found here, which are compounded results from the detailed outputs sheets
The "Input_Area and Costs" Sheet:
allows the user to integrate the detailed information about built / renovated area and associated construction / renovation costs
shows the assumptions made to calculate the investment cost for low carbon strategies (energy and materials)
The "Input_Energy Context" Sheet:
allow the user to integrate the detailed information about energy price (electricity and gas) for each country and for residential/non-residential building types
allow the user to integrate the detailed information about CO2 content for each energy type for each country of the program
allow the user to integrate the fact that a country has or has not yet enforced a building energy efficiency code
The "Input_LC Materials" Sheet:
allows the user to integrate whether a country is considered "high tech" or "low tech" to account for the potential to implement low carbon materials strategies
The "Output_Carbon savings" Sheet:
Shows the details of the CO2 emissions savings of the program for each country and each building type over the selected time horizon due to energy efficiency and low carbon materials
It also provides the share of CO2 emissions savings due to low carbon materials for each building type and country
The "Output_Financial savings" Sheet:
Shows the details of the energy bills reduction for each country, building type and energy type

## General Inputs&Outputs
General KPIs at the scale of the studied pipeline
CO2 emissions saved - package 40% energy savings | 3745412.4671 | tCO2
CO2 emissions saved - package 20% energy savings | 2765870.0628 | tCO2
CO2 emissions saved - average of packages 40% et 20% - PEEB Cool program objective | 3255641.2649 | tCO2
Investment on low carbon strategies - package 40% energy savings | 181814056.83 | €
Investment on low carbon strategies - package 20% energy savings | 112937934.53 | €
Investment on low carbon strategies - average of packages 40% et 20% - PEEB Cool program objective | 147375995.68 | €
PEEB Cool program scale general inputs
Green Fund and AFD Amount | 1287000000 | €
Time horizon for CO2 emissions savings calculation | 15 | years
Building energy efficiency code factor (i.e. improvement in EE above baseline if codes are non-existent) | 4
Factor for linear extrapolation of the KPIs at the scale of the studied pipeline to the scale of the PEEB Cool program | 1.1713
General KPIs at the scale of the PEEB Cool program
CO2 emissions saved - package 40% energy savings | 4386964.4622 | tCO2
CO2 emissions saved - package 20% energy savings | 3239636.1627 | tCO2
CO2 emissions saved - average of packages 40% et 20% - PEEB Cool program objective | 3813300.3124 | tCO2
Investment on low carbon strategies - package 40% energy savings | 212957000.8786 | €
Investment on low carbon strategies - package 20% energy savings | 132283082.1899 | €
Investment on low carbon strategies - average of packages 40% et 20% - PEEB Cool program objective | 172620041.5343 | €
Investment per ton of CO2 saved based on Green Fund Amount - package 40% energy savings | 293.3691 | €/tCO2
Investment per ton of CO2 saved based on Green Fund Amount - package 20% energy savings | 397.2668 | €/tCO2
Investment per ton of CO2 saved based on Green Fund Amount - average of packages 40% et 20% - PEEB Cool program objective | 337.5029 | €/tCO2
Energy bills reduction - package 40% energy savings | 30844798.355 | €/year
Energy bills reduction - package 20% energy savings | 20240039.1066 | €/year
Energy bills reduction - average of packages 40% et 20% - PEEB Cool program objective | 25542418.7308 | €/year
Payback period - package 40% energy savings | 6.9041 | years
Payback period - package 20% energy savings | 6.5357 | years
Payback period - average of packages 40% et 20% - PEEB Cool program objective | 6.7582 | years
Pipeline | 1098788441.68 | €

## Input_Area and Costs
BUILT OR RENOVATED AREA
Unit: m² | Djibouti | Morocco | Nigeria*** | Tunisia | Argentina | Mexico* | Indonesia** | Sri Lanka** | Albania | Costa Rica | North Macedonia | Total for each building type | Program area share of each building type
Residential |  | 1217500 | 75000 | 340000 | 525000 | 191250 | 207777.7778 |  |  |  |  | 2556527.7778 | 70.12%
Small scale healthcare | [11 empty] | 0 | 0%
Hospital |  |  |  | 68779 |  |  |  |  | 393700 |  |  | 462479 | 12.69%
Education |  | 11250 | [7 empty] | 72800 |  | 84050 | 2.305%
Offices | 60000 |  |  |  |  | 60000 |  | 15000 |  |  |  | 135000 | 3.703%
Hotel | [11 empty] | 0 | 0%
Retail |  |  | 14000 | [7 empty] | 393700 | 407700 | 11.18%
[6 empty] | * Residential - estimated based on Argentina case with increased cost per m2, Small-scale offices - per m2 cost of 400 EUR / m2 based on expert estimate | ** Estimated based on EUR 650 / m2 in Jakarta but adjusted downwards- Link | * Estimated based on 350 EUR / m2 - based on review of relevant literature |  |  |  | 3645756.7778
CONSTRUCTION / RENOVATION COSTS
Unit: €/m² | Djibouti | Morocco | Nigeria | Tunisia | Argentina | Mexico* | Indonesia | Sri Lanka | Albania | Costa Rica | North Macedonia | Average for each building type
Residential |  | 250.9395 | 363.9144 | 150 | 145.7143 | 400 | 450 |  |  |  |  | 293.428
Small scale healthcare | [11 empty] | #DIV/0!
Hospital |  |  |  | 1952.6309 |  |  |  |  | 127.0003 |  |  | 1039.8156
Education |  | 1057.7778 | [7 empty] | 206.044 |  | 631.9109
Offices | 87.5 |  |  |  |  | 520 |  | 350 |  |  |  | 319.1667
Hotel | [11 empty] | #DIV/0!
Retail |  |  | 1300 | [7 empty] | 127.0003 | 713.5001
260.9643
Unit: Euros (€) | Djibouti | Morocco | Nigeria | Tunisia | Argentina | Mexico* | Indonesia** | Sri Lanka** | Albania | Costa Rica | North Macedonia | Total par typologie
Residential |  | 305518868 | 27293578 | 51000000 | 76500000 | 76500000 | 93500000 |  |  |  |  | 630312446
Small scale healthcare | [11 empty] | 0
Hospital |  |  |  | 134300000 |  |  |  |  | 50000000 |  |  | 184300000
Education |  | 11900000 | [7 empty] | 15000000 |  | 26900000
Office | 5250000 |  |  |  |  | 31200000 |  | 5250000 |  |  |  | 41700000
Hotel | [11 empty] | 0
Retail |  |  | 18200000 | [7 empty] | 50000000 | 68200000
| 5250000 | 317418868 | 45493578 | 185300000 | 76500000 | 107700000 | 93500000 | 5250000 | 50000000 | 15000000 | 50000000 | 951412446
| 0.5518% | 33.36% | 4.782% | 19.48% | 8.041% | 11.32% | 9.827% | 0.5518% | 5.255% | 1.577% | 5.255%
ADDITIONAL COSTS OF LOW CARBON STRATEGIES
| New construction |  |  | Renovation
PACKAGE 40% | energy efficiency | low carbon materials | total | total
Residential | 10% | 0.5% | 10.5% | 100%
Small scale healthcare | 12% | 1% | 13% | 100%
Hospital | 2% | 0.5% | 2.5% | 100%
Education | 7.5% | 1% | 8.5% | 100%
Small scale office | 10% | 0.5% | 10.5% | 100%
Hotel | 2% | 0.5% | 2.5% | 100%
Retail | 4.5% | 0.5% | 5% | 100%
| New construction |  |  | Renovation
PACKAGE 20% | energy efficiency | low carbon materials | total | total
Residential | 5% | 0.5% | 5.5% | 70%
Small scale healthcare | 6.5% | 1% | 7.5% | 70%
Hospital | 1% | 0.5% | 1.5% | 70%
Education | 2.5% | 1% | 3.5% | 70%
Small scale office | 3% | 0.5% | 3.5% | 70%
Hotel | 1.5% | 0.5% | 2% | 70%
Retail | 1.5% | 0.5% | 2% | 70%

## Fuel factors (hidden)
Title | Value |  |  |  | Source of information
TOE per MWh | 0.085985 |  | GEL per EUR | 3.6021 | Official exchange rate on 04/8/2020: https://www.nbg.gov.ge/index.php?m=582&lng=eng
TOE per GJ | 0.023885 |  | USD per EUR | 1.1726 | Official exchange rate on 04/8/2020: https://www.ecb.europa.eu/stats/exchange/eurofxref/html/eurofxref-graph-usd.en.html
MWh per GJ | 0.27778 | 3.6 | Cost per man-month - government | 2000 | Cost per man-month - international consultant | 12500
Gcal per MWh | 0.85985 |  | Cost per man-month - municipality | 1500 | Cost per man - month - national consultant | 5000
Energy Content of Selected Fuels for End Use
Energy commodity | Unit | Source of information | Value (lower bound) | Value (upper bound) | CO2 | Warming factor | CH4 | Warming factor | N2O | Warming factor
Light fuel oil (diesel)
Energy content | GJ/kg | Energy Efficiency Directive - referring to Eurostat | 0.0423
Energy content | toe/kg | Energy Efficiency Directive - referring to Eurostat | 0.0010103
Energy content | MWh/kg | Energy Efficiency Directive - referring to Eurostat | 0.01175
Energy content | GJ/liter | Markal model - as from the International Gas Union | 0.0386
GHG Emissions - stationary combustion in energy industries | tonnes CO2eq/GJ | IPCC (2006) Guidelines for National GHG Inventories | 0.074349 |  | 0.0741 | 1 | 3e-06 | 21 | 6e-07 | 310
GHG Emissions - stationary combustion in manufacturing industries and construction | tonnes CO2eq/GJ | IPCC (2006) Guidelines for National GHG Inventories | 0.074349 |  | 0.0741 | 1 | 3e-06 | 21 | 6e-07 | 310
GHG Emissions - stationary combustion in commercial/ institutional | tonnes CO2eq/GJ | IPCC (2006) Guidelines for National GHG Inventories | 0.074349 |  | 0.0741 | 1 | 3e-06 | 21 | 6e-07 | 310
GHG Emissions - stationary combustion in residential and agriculture, etc. | tonnes CO2eq/GJ | IPCC (2006) Guidelines for National GHG Inventories | 0.074496 |  | 0.0741 | 1 | 1e-05 | 21 | 6e-07 | 310
GHG Emissions - mobile combustion for road transport | tonnes CO2eq/GJ | IPCC (2006) Guidelines for National GHG Inventories | 0.075391 |  | 0.0741 | 1 | 3.9e-06 | 21 | 3.9e-06 | 310
Motor spirit (petrol/gasoline)
Energy content | GJ/kg | Energy Efficiency Directive - referring to Eurostat | 0.044
Energy content | toe/kg | Energy Efficiency Directive - referring to Eurostat | 0.0010509
Energy content | MWh/kg | Energy Efficiency Directive - referring to Eurostat | 0.012222
Energy content | GJ/liter | MARKAL model | 0.0342
GHG Emissions - stationary combustion in energy industries | tonnes CO2eq/GJ | IPCC (2006) Guidelines for National GHG Inventories | 0.069549 |  | 0.0693 | 1 | 3e-06 | 21 | 6e-07 | 310
GHG Emissions - stationary combustion in manufacturing industries and construction | tonnes CO2eq/GJ | IPCC (2006) Guidelines for National GHG Inventories | 0.069549 |  | 0.0693 | 1 | 3e-06 | 21 | 6e-07 | 310
GHG Emissions - stationary combustion in commercial/ institutional | tonnes CO2eq/GJ | IPCC (2006) Guidelines for National GHG Inventories | 0.069549 |  | 0.0693 | 1 | 3e-06 | 21 | 6e-07 | 310
GHG Emissions - stationary combustion in residential and agriculture, etc. | tonnes CO2eq/GJ | IPCC (2006) Guidelines for National GHG Inventories | 0.069696 |  | 0.0693 | 1 | 1e-05 | 21 | 6e-07 | 310
GHG Emissions - mobile combustion for road transport | tonnes CO2eq/GJ | IPCC (2006) Guidelines for National GHG Inventories | 0.070985 |  | 0.0693 | 1 | 3.3e-05 | 21 | 3.2e-06 | 310
Natural gas
Energy content | GJ/kg | Energy Efficiency Directive - referring to Eurostat | 0.0472
Energy content | toe/kg | Energy Efficiency Directive - referring to Eurostat | 0.0011274
Energy content | MWh/kg | Energy Efficiency Directive - referring to Eurostat | 0.013111
Energy content | GJ/m3 | Georgia Energy balance | 0.03366
Energy content | MWh/1000 m3 | Calculated | 9.35
GHG Emissions - stationary combustion in energy industries | tonnes CO2eq/GJ | IPCC (2006) Guidelines for National GHG Inventories | 0.056152 |  | 0.0561 | 1 | 1e-06 | 21 | 1e-07 | 310
GHG Emissions - stationary combustion in manufacturing industries and construction | tonnes CO2eq/GJ | IPCC (2006) Guidelines for National GHG Inventories | 0.056152 |  | 0.0561 | 1 | 1e-06 | 21 | 1e-07 | 310
GHG Emissions - stationary combustion in commercial/ institutional | tonnes CO2eq/GJ | IPCC (2006) Guidelines for National GHG Inventories | 0.056236 |  | 0.0561 | 1 | 5e-06 | 21 | 1e-07 | 310
GHG Emissions - stationary combustion in residential and agriculture, etc. | tonnes CO2eq/GJ | IPCC (2006) Guidelines for National GHG Inventories | 0.056236 |  | 0.0561 | 1 | 5e-06 | 21 | 1e-07 | 310
GHG Emissions - gas distribution losses | tonnes CO2eq/1000 m3 | Calculated based on CDM Project 2404-Leak Reduction in Gas Distribution-CER Spreadsheet | 15.0088
GHG Emissions - gas distribution losses | tonnes CO2eq/MWh | Calculated | 1.6052
Liquefied natural gas (same as Compressed Natural Gas)
Energy content | GJ/kg | Energy Efficiency Directive - referring to Eurostat | 0.04519
Energy content | toe/kg | Energy Efficiency Directive - referring to Eurostat | 0.0010793
Energy content | MWh/kg | Energy Efficiency Directive - referring to Eurostat | 0.012553
Energy content | GJ/m3 | Markal Model (for natural gas in transport) | 0.0433
GHG Emissions - stationary combustion in energy industries | tonnes CO2eq/GJ | IPCC (2006) Guidelines for National GHG Inventories | 0.064449 |  | 0.0642 | 1 | 3e-06 | 21 | 6e-07 | 310
GHG Emissions - stationary combustion in manufacturing industries and construction | tonnes CO2eq/GJ | IPCC (2006) Guidelines for National GHG Inventories | 0.064449 |  | 0.0642 | 1 | 3e-06 | 21 | 6e-07 | 310
GHG Emissions - stationary combustion in commercial/ institutional | tonnes CO2eq/GJ | IPCC (2006) Guidelines for National GHG Inventories | 0.064596 |  | 0.0642 | 1 | 1e-05 | 21 | 6e-07 | 310
GHG Emissions - stationary combustion in residential and agriculture, etc. | tonnes CO2eq/GJ | IPCC (2006) Guidelines for National GHG Inventories | 0.064596 |  | 0.0642 | 1 | 1e-05 | 21 | 6e-07 | 310
GHG Emissions - mobile combustion for road transport | tonnes CO2eq/GJ | IPCC (2006) Guidelines for National GHG Inventories | 0.057464 |  | 0.0561 | 1 | 6.2e-05 | 21 | 2e-07 | 310
Liquefied petroleum gas
Energy content | GJ/kg | Energy Efficiency Directive - referring to Eurostat | 0.046
Energy content | toe/kg | Energy Efficiency Directive - referring to Eurostat | 0.0010987
Energy content | MWh/kg | Energy Efficiency Directive - referring to Eurostat | 0.012778
Energy content | GJ/m3 | Markal Model (for LPG in transport) | 0.0433
GHG Emissions - stationary combustion in energy industries | tonnes CO2eq/GJ | IPCC (2006) Guidelines for National GHG Inventories | 0.063152 |  | 0.0631 | 1 | 1e-06 | 21 | 1e-07 | 310
GHG Emissions - stationary combustion in manufacturing industries and construction | tonnes CO2eq/GJ | IPCC (2006) Guidelines for National GHG Inventories | 0.063152 |  | 0.0631 | 1 | 1e-06 | 21 | 1e-07 | 310
GHG Emissions - stationary combustion in commercial/ institutional | tonnes CO2eq/GJ | IPCC (2006) Guidelines for National GHG Inventories | 0.063236 |  | 0.0631 | 1 | 5e-06 | 21 | 1e-07 | 310
GHG Emissions - stationary combustion in residential and agriculture, etc. | tonnes CO2eq/GJ | IPCC (2006) Guidelines for National GHG Inventories | 0.063236 |  | 0.0631 | 1 | 5e-06 | 21 | 1e-07 | 310
GHG Emissions - mobile combustion for road transport | tonnes CO2eq/GJ | IPCC (2006) Guidelines for National GHG Inventories | 0.0631 |  | 0.0631 | 1 |  | 21 |  | 310
Kerosene - jet fuel
GHG Emissions - stationary combustion in energy industries | tonnes CO2eq/GJ | IPCC (2006) Guidelines for National GHG Inventories | 0.071749 |  | 0.0715 | 1 | 3e-06 | 21 | 6e-07 | 310
GHG Emissions - stationary combustion in manufacturing industries and construction | tonnes CO2eq/GJ | IPCC (2006) Guidelines for National GHG Inventories | 0.071749 |  | 0.0715 | 1 | 3e-06 | 21 | 6e-07 | 310
GHG Emissions - stationary combustion in commercial/ institutional | tonnes CO2eq/GJ | IPCC (2006) Guidelines for National GHG Inventories | 0.071896 |  | 0.0715 | 1 | 1e-05 | 21 | 6e-07 | 310
GHG Emissions - stationary combustion in residential and agriculture, etc. | tonnes CO2eq/GJ | IPCC (2006) Guidelines for National GHG Inventories | 0.071896 |  | 0.0715 | 1 | 1e-05 | 21 | 6e-07 | 310
GHG Emissions - mobile combustion for road transport | tonnes CO2eq/GJ | IPCC (2006) Guidelines for National GHG Inventories | 0 |  |  | 1 |  | 21 |  | 310
Other Kerosene
GHG Emissions - stationary combustion in energy industries | tonnes CO2eq/GJ | IPCC (2006) Guidelines for National GHG Inventories | 0.072149 |  | 0.0719 | 1 | 3e-06 | 21 | 6e-07 | 310
GHG Emissions - stationary combustion in manufacturing industries and construction | tonnes CO2eq/GJ | IPCC (2006) Guidelines for National GHG Inventories | 0.072149 |  | 0.0719 | 1 | 3e-06 | 21 | 6e-07 | 310
GHG Emissions - stationary combustion in commercial/ institutional | tonnes CO2eq/GJ | IPCC (2006) Guidelines for National GHG Inventories | 0.072296 |  | 0.0719 | 1 | 1e-05 | 21 | 6e-07 | 310
GHG Emissions - stationary combustion in residential and agriculture, etc. | tonnes CO2eq/GJ | IPCC (2006) Guidelines for National GHG Inventories | 0.072296 |  | 0.0719 | 1 | 1e-05 | 21 | 6e-07 | 310
GHG Emissions - mobile combustion for road transport | tonnes CO2eq/GJ | IPCC (2006) Guidelines for National GHG Inventories | 0 |  |  | 1 |  | 21 |  | 310
Anthracite
GHG Emissions - stationary combustion in energy industries | tonnes CO2eq/GJ | IPCC (2006) Guidelines for National GHG Inventories | 0.098786 |  | 0.0983 | 1 | 1e-06 | 21 | 1.5e-06 | 310
GHG Emissions - stationary combustion in manufacturing industries and construction | tonnes CO2eq/GJ | IPCC (2006) Guidelines for National GHG Inventories | 0.098975 |  | 0.0983 | 1 | 1e-05 | 21 | 1.5e-06 | 310
GHG Emissions - stationary combustion in commercial/ institutional | tonnes CO2eq/GJ | IPCC (2006) Guidelines for National GHG Inventories | 0.098975 |  | 0.0983 | 1 | 1e-05 | 21 | 1.5e-06 | 310
GHG Emissions - stationary combustion in residential and agriculture, etc. | tonnes CO2eq/GJ | IPCC (2006) Guidelines for National GHG Inventories | 0.10506 |  | 0.0983 | 1 | 0.0003 | 21 | 1.5e-06 | 310
GHG Emissions - mobile combustion for road transport | tonnes CO2eq/GJ | IPCC (2006) Guidelines for National GHG Inventories | 0 |  |  | 1 |  | 21 |  | 310
Other bituminous coal
GHG Emissions - stationary combustion in energy industries | tonnes CO2eq/GJ | IPCC (2006) Guidelines for National GHG Inventories | 0.095086 |  | 0.0946 | 1 | 1e-06 | 21 | 1.5e-06 | 310
GHG Emissions - stationary combustion in manufacturing industries and construction | tonnes CO2eq/GJ | IPCC (2006) Guidelines for National GHG Inventories | 0.095275 |  | 0.0946 | 1 | 1e-05 | 21 | 1.5e-06 | 310
GHG Emissions - stationary combustion in commercial/ institutional | tonnes CO2eq/GJ | IPCC (2006) Guidelines for National GHG Inventories | 0.095275 |  | 0.0946 | 1 | 1e-05 | 21 | 1.5e-06 | 310
GHG Emissions - stationary combustion in residential and agriculture, etc. | tonnes CO2eq/GJ | IPCC (2006) Guidelines for National GHG Inventories | 0.10136 |  | 0.0946 | 1 | 0.0003 | 21 | 1.5e-06 | 310
GHG Emissions - mobile combustion for road transport | tonnes CO2eq/GJ | IPCC (2006) Guidelines for National GHG Inventories | 0 |  |  | 1 |  | 21 |  | 310
Patent fuel
GHG Emissions - stationary combustion in energy industries | tonnes CO2eq/GJ | IPCC (2006) Guidelines for National GHG Inventories | 0.097986 |  | 0.0975 | 1 | 1e-06 | 21 | 1.5e-06 | 310
GHG Emissions - stationary combustion in manufacturing industries and construction | tonnes CO2eq/GJ | IPCC (2006) Guidelines for National GHG Inventories | 0.098175 |  | 0.0975 | 1 | 1e-05 | 21 | 1.5e-06 | 310
GHG Emissions - stationary combustion in commercial/ institutional | tonnes CO2eq/GJ | IPCC (2006) Guidelines for National GHG Inventories | 0.098175 |  | 0.0975 | 1 | 1e-05 | 21 | 1.5e-06 | 310
GHG Emissions - stationary combustion in residential and agriculture, etc. | tonnes CO2eq/GJ | IPCC (2006) Guidelines for National GHG Inventories | 0.10426 |  | 0.0975 | 1 | 0.0003 | 21 | 1.5e-06 | 310
GHG Emissions - mobile combustion for road transport | tonnes CO2eq/GJ | IPCC (2006) Guidelines for National GHG Inventories | 0 |  |  | 1 |  | 21 |  | 310
Wood (25 % humidity)
Energy content | GJ/kg | Energy Efficiency Directive - referring to Eurostat | 0.0138
Energy content | toe/kg | Energy Efficiency Directive - referring to Eurostat | 0.00032961
Energy content | MWh/kg | Energy Efficiency Directive - referring to Eurostat | 0.0038333
Energy content | GJ/m3 | Georgia Energy balance | 7.8
GHG Emissions - stationary combustion in energy industries | tonnes CO2eq/GJ | IPCC (2006) Guidelines for National GHG Inventories | 0.11387 |  | 0.112 | 1 | 3e-05 | 21 | 4e-06 | 310
GHG Emissions - stationary combustion in manufacturing industries and construction | tonnes CO2eq/GJ | IPCC (2006) Guidelines for National GHG Inventories | 0.11387 |  | 0.112 | 1 | 3e-05 | 21 | 4e-06 | 310
GHG Emissions - stationary combustion in commercial/ institutional | tonnes CO2eq/GJ | IPCC (2006) Guidelines for National GHG Inventories | 0.11954 |  | 0.112 | 1 | 0.0003 | 21 | 4e-06 | 310
GHG Emissions - stationary combustion in residential and agriculture, etc. | tonnes CO2eq/GJ | IPCC (2006) Guidelines for National GHG Inventories | 0.11954 |  | 0.112 | 1 | 0.0003 | 21 | 4e-06 | 310
Electricity from natural gas
Electricity | GJ/MWh |  | 3.6
Electricity | toe/MWh |  | 0.085985
GHG Emissions - stationary combustion in energy industries | tonnes CO2eq/GJ | Calculated under Sector stats-1 of primary energy calculations sheet | 0.17046
GHG Emissions - stationary combustion in manufacturing industries and construction | tonnes CO2eq/GJ | Calculated under Sector stats-1 of primary energy calculations sheet | 0.17046
GHG Emissions - stationary combustion in commercial/ institutional | tonnes CO2eq/GJ | Calculated under Sector stats-1 of primary energy calculations sheet | 0.17046
GHG Emissions - stationary combustion in residential and agriculture, etc. | tonnes CO2eq/GJ | Calculated under Sector stats-1 of primary energy calculations sheet | 0.17046
Electricity from the grid in general
Electricity | GJ/MWh |  | 3.6
Electricity | toe/MWh |  | 0.085985
GHG Emissions - stationary combustion in energy industries | tonnes CO2eq/GJ | Interview with the Ministry of Environment and Natural Resources Protection of Georgia | 0.097222
GHG Emissions - stationary combustion in manufacturing industries and construction | tonnes CO2eq/GJ | Interview with the Ministry of Environment and Natural Resources Protection of Georgia | 0.097222
GHG Emissions - stationary combustion in commercial/ institutional | tonnes CO2eq/GJ | Interview with the Ministry of Environment and Natural Resources Protection of Georgia | 0.097222
GHG Emissions - stationary combustion in residential and agriculture, etc. | tonnes CO2eq/GJ | Interview with the Ministry of Environment and Natural Resources Protection of Georgia | 0.097222
Coke/ Oven Coke
Energy content | GJ/kg | Energy Efficiency Directive - referring to Eurostat | 0.0285
Energy content | toe/kg | Energy Efficiency Directive - referring to Eurostat | 0.00068071
Energy content | MWh/kg | Energy Efficiency Directive - referring to Eurostat | 0.0079167
GHG Emissions - stationary combustion in energy industries | tonnes CO2eq/GJ | IPCC (2006) Guidelines for National GHG Inventories | 0.10749 |  | 0.107 | 1 | 1e-06 | 21 | 1.5e-06 | 310
GHG Emissions - stationary combustion in manufacturing industries and construction | tonnes CO2eq/GJ | IPCC (2006) Guidelines for National GHG Inventories | 0.10767 |  | 0.107 | 1 | 1e-05 | 21 | 1.5e-06 | 310
GHG Emissions - stationary combustion in commercial/ institutional | tonnes CO2eq/GJ | IPCC (2006) Guidelines for National GHG Inventories | 0.10767 |  | 0.107 | 1 | 1e-05 | 21 | 1.5e-06 | 310
GHG Emissions - stationary combustion in residential and agriculture, etc. | tonnes CO2eq/GJ | IPCC (2006) Guidelines for National GHG Inventories | 0.11376 |  | 0.107 | 1 | 0.0003 | 21 | 1.5e-06 | 310
Hard coal
Energy content | GJ/kg | Energy Efficiency Directive - referring to Eurostat | 0.0172 | 0.0307
Energy content | toe/kg | Energy Efficiency Directive - referring to Eurostat | 0.00041081 | 0.00073326
Energy content | MWh/kg | Energy Efficiency Directive - referring to Eurostat | 0.0047778 | 0.0085278
GHG Emissions - stationary combustion in energy industries (Other bituminous coal) | tonnes CO2eq/GJ | IPCC (2006) Guidelines for National GHG Inventories | 0.095086 |  | 0.0946 | 1 | 1e-06 | 21 | 1.5e-06 | 310
GHG Emissions - stationary combustion in manufacturing industries (Other bituminous coal) | tonnes CO2eq/GJ | IPCC (2006) Guidelines for National GHG Inventories | 0.095275 |  | 0.0946 | 1 | 1e-05 | 21 | 1.5e-06 | 310
GHG Emissions - stationary combustion in commercial/ institutional (Other bituminous coal) | tonnes CO2eq/GJ | IPCC (2006) Guidelines for National GHG Inventories | 0.095275 |  | 0.0946 | 1 | 1e-05 | 21 | 1.5e-06 | 310
GHG Emissions - stationary combustion in residential and agriculture, etc. | tonnes CO2eq/GJ | IPCC (2006) Guidelines for National GHG Inventories | 0.10136 |  | 0.0946 | 1 | 0.0003 | 21 | 1.5e-06 | 310
Brown coal briquettes
Energy content | GJ/kg | Energy Efficiency Directive - referring to Eurostat | 0.02
Energy content | toe/kg | Energy Efficiency Directive - referring to Eurostat | 0.00047769
Energy content | MWh/kg | Energy Efficiency Directive - referring to Eurostat | 0.0055556
GHG Emissions - stationary combustion in energy industries | tonnes CO2eq/GJ | IPCC (2006) Guidelines for National GHG Inventories | 0.097986 |  | 0.0975 | 1 | 1e-06 | 21 | 1.5e-06 | 310
GHG Emissions - stationary combustion in manufacturing industries | tonnes CO2eq/GJ | IPCC (2006) Guidelines for National GHG Inventories | 0.098175 |  | 0.0975 | 1 | 1e-05 | 21 | 1.5e-06 | 310
GHG Emissions - stationary combustion in commercial/ institutional | tonnes CO2eq/GJ | IPCC (2006) Guidelines for National GHG Inventories | 0.098175 |  | 0.0975 | 1 | 1e-05 | 21 | 1.5e-06 | 310
GHG Emissions - stationary combustion in residential and agriculture, etc. | tonnes CO2eq/GJ | IPCC (2006) Guidelines for National GHG Inventories | 0.10426 |  | 0.0975 | 1 | 0.0003 | 21 | 1.5e-06 | 310
Brown coal
Energy content | GJ/kg | Energy Efficiency Directive - referring to Eurostat | 0.0056 | 0.0105
Energy content | toe/kg | Energy Efficiency Directive - referring to Eurostat | 0.00013375 | 0.00025079
Energy content | MWh/kg | Energy Efficiency Directive - referring to Eurostat | 0.0015556 | 0.0029167
GHG Emissions - stationary combustion in energy industries (same as Brown coal briquettes) | tonnes CO2eq/GJ | IPCC (2006) Guidelines for National GHG Inventories | 0.097986 |  | 0.0975 | 1 | 1e-06 | 21 | 1.5e-06 | 310
GHG Emissions - stationary combustion in manufacturing industries (same as Brown coal briquettes) | tonnes CO2eq/GJ | IPCC (2006) Guidelines for National GHG Inventories | 0.098175 |  | 0.0975 | 1 | 1e-05 | 21 | 1.5e-06 | 310
GHG Emissions - stationary combustion in commercial/ institutional (same as Brown coal briquettes) | tonnes CO2eq/GJ | IPCC (2006) Guidelines for National GHG Inventories | 0.098175 |  | 0.0975 | 1 | 1e-05 | 21 | 1.5e-06 | 310
GHG Emissions - stationary combustion in residential and agriculture, etc. | tonnes CO2eq/GJ | IPCC (2006) Guidelines for National GHG Inventories | 0.10426 |  | 0.0975 | 1 | 0.0003 | 21 | 1.5e-06 | 310
Black lignite
Energy content | GJ/kg | Energy Efficiency Directive - referring to Eurostat | 0.0105 | 0.021
Energy content | toe/kg | Energy Efficiency Directive - referring to Eurostat | 0.00025079 | 0.00050158
Energy content | MWh/kg | Energy Efficiency Directive - referring to Eurostat | 0.0029167 | 0.0058333
GHG Emissions - stationary combustion in energy industries | tonnes CO2eq/GJ | IPCC (2006) Guidelines for National GHG Inventories | 0.10149 |  | 0.101 | 1 | 1e-06 | 21 | 1.5e-06 | 310
GHG Emissions - stationary combustion in manufacturing industries | tonnes CO2eq/GJ | IPCC (2006) Guidelines for National GHG Inventories | 0.10168 |  | 0.101 | 1 | 1e-05 | 21 | 1.5e-06 | 310
GHG Emissions - stationary combustion in commercial/ institutional | tonnes CO2eq/GJ | IPCC (2006) Guidelines for National GHG Inventories | 0.10168 |  | 0.101 | 1 | 1e-05 | 21 | 1.5e-06 | 310
GHG Emissions - stationary combustion in residential and agriculture, etc. | tonnes CO2eq/GJ | IPCC (2006) Guidelines for National GHG Inventories | 0.10776 |  | 0.101 | 1 | 0.0003 | 21 | 1.5e-06 | 310
Pellets/wood bricks
Energy content | GJ/kg | Energy Efficiency Directive - referring to Eurostat | 0.0168
Energy content | toe/kg | Energy Efficiency Directive - referring to Eurostat | 0.00040126
Energy content | MWh/kg | Energy Efficiency Directive - referring to Eurostat | 0.0046667
Energy content | GJ/m3
GHG Emissions - stationary combustion in energy industries (same as wood) | tonnes CO2eq/GJ | IPCC (2006) Guidelines for National GHG Inventories | 0.11387 |  | 0.112 | 1 | 3e-05 | 21 | 4e-06 | 310
GHG Emissions - stationary combustion in manufacturing industries (same as wood) | tonnes CO2eq/GJ | IPCC (2006) Guidelines for National GHG Inventories | 0.11387 |  | 0.112 | 1 | 3e-05 | 21 | 4e-06 | 310
GHG Emissions - stationary combustion in commercial/ institutional (same as wood) | tonnes CO2eq/GJ | IPCC (2006) Guidelines for National GHG Inventories | 0.11954 |  | 0.112 | 1 | 0.0003 | 21 | 4e-06 | 310
GHG Emissions - stationary combustion in residential and agriculture, etc. (same as wood) | tonnes CO2eq/GJ | IPCC (2006) Guidelines for National GHG Inventories | 0.11954 |  | 0.112 | 1 | 0.0003 | 21 | 4e-06 | 310
Oil shale
Energy content | GJ/kg | Energy Efficiency Directive - referring to Eurostat | 0.008 | 0.009
Energy content | toe/kg | Energy Efficiency Directive - referring to Eurostat | 0.00019108 | 0.00021496
Energy content | MWh/kg | Energy Efficiency Directive - referring to Eurostat | 0.0022222 | 0.0025
GHG Emissions - stationary combustion in energy industries | tonnes CO2eq/GJ | IPCC (2006) Guidelines for National GHG Inventories | 0.073549 |  | 0.0733 | 1 | 3e-06 | 21 | 6e-07 | 310
GHG Emissions - stationary combustion in manufacturing industries | tonnes CO2eq/GJ | IPCC (2006) Guidelines for National GHG Inventories | 0.073549 |  | 0.0733 | 1 | 3e-06 | 21 | 6e-07 | 310
GHG Emissions - stationary combustion in commercial/ institutional | tonnes CO2eq/GJ | IPCC (2006) Guidelines for National GHG Inventories | 0.073696 |  | 0.0733 | 1 | 1e-05 | 21 | 6e-07 | 310
GHG Emissions - stationary combustion in residential and agriculture, etc. | tonnes CO2eq/GJ | IPCC (2006) Guidelines for National GHG Inventories | 0.073696 |  | 0.0733 | 1 | 1e-05 | 21 | 6e-07 | 310
Peat
Energy content | GJ/kg | Energy Efficiency Directive - referring to Eurostat | 0.0078 | 0.0138
Energy content | toe/kg | Energy Efficiency Directive - referring to Eurostat | 0.0001863 | 0.00032961
Energy content | MWh/kg | Energy Efficiency Directive - referring to Eurostat | 0.0021667 | 0.0038333
GHG Emissions - stationary combustion in energy industries | tonnes CO2eq/GJ | IPCC (2006) Guidelines for National GHG Inventories | 0.10649 |  | 0.106 | 1 | 1e-06 | 21 | 1.5e-06 | 310
GHG Emissions - stationary combustion in manufacturing industries | tonnes CO2eq/GJ | IPCC (2006) Guidelines for National GHG Inventories | 0.10651 |  | 0.106 | 1 | 2e-06 | 21 | 1.5e-06 | 310
GHG Emissions - stationary combustion in commercial/ institutional | tonnes CO2eq/GJ | IPCC (2006) Guidelines for National GHG Inventories | 0.10664 |  | 0.106 | 1 | 1e-05 | 21 | 1.4e-06 | 310
GHG Emissions - stationary combustion in residential and agriculture, etc. | tonnes CO2eq/GJ | IPCC (2006) Guidelines for National GHG Inventories | 0.11273 |  | 0.106 | 1 | 0.0003 | 21 | 1.4e-06 | 310
Peat briquettes
Energy content | GJ/kg | Energy Efficiency Directive - referring to Eurostat | 0.016 | 0.0168
Energy content | toe/kg | Energy Efficiency Directive - referring to Eurostat | 0.00038215 | 0.00040126
Energy content | MWh/kg | Energy Efficiency Directive - referring to Eurostat | 0.0044444 | 0.0046667
GHG Emissions - stationary combustion in energy industries (same as peat) | tonnes CO2eq/GJ | IPCC (2006) Guidelines for National GHG Inventories | 0.10649 |  | 0.106 | 1 | 1e-06 | 21 | 1.5e-06 | 310
GHG Emissions - stationary combustion in manufacturing industries (same as peat) | tonnes CO2eq/GJ | IPCC (2006) Guidelines for National GHG Inventories | 0.10651 |  | 0.106 | 1 | 2e-06 | 21 | 1.5e-06 | 310
GHG Emissions - stationary combustion in commercial/ institutional (same as peat) | tonnes CO2eq/GJ | IPCC (2006) Guidelines for National GHG Inventories | 0.10664 |  | 0.106 | 1 | 1e-05 | 21 | 1.4e-06 | 310
GHG Emissions - stationary combustion in residential and agriculture, etc. (same as peat) | tonnes CO2eq/GJ | IPCC (2006) Guidelines for National GHG Inventories | 0.11273 |  | 0.106 | 1 | 0.0003 | 21 | 1.4e-06 | 310
Residual fuel oil (heavy oil)
Energy content | GJ/kg | Energy Efficiency Directive - referring to Eurostat | 0.04
Energy content | toe/kg | Energy Efficiency Directive - referring to Eurostat | 0.00095538
Energy content | MWh/kg | Energy Efficiency Directive - referring to Eurostat | 0.011111
Energy content | GJ/liter
GHG Emissions - stationary combustion in energy industries | tonnes CO2eq/GJ | IPCC (2006) Guidelines for National GHG Inventories | 0.077649 |  | 0.0774 | 1 | 3e-06 | 21 | 6e-07 | 310
GHG Emissions - stationary combustion in manufacturing industries | tonnes CO2eq/GJ | IPCC (2006) Guidelines for National GHG Inventories | 0.077649 |  | 0.0774 | 1 | 3e-06 | 21 | 6e-07 | 310
GHG Emissions - stationary combustion in commercial/ institutional | tonnes CO2eq/GJ | IPCC (2006) Guidelines for National GHG Inventories | 0.077796 |  | 0.0774 | 1 | 1e-05 | 21 | 6e-07 | 310
GHG Emissions - stationary combustion in residential and agriculture, etc. | tonnes CO2eq/GJ | IPCC (2006) Guidelines for National GHG Inventories | 0.077796 |  | 0.0774 | 1 | 1e-05 | 21 | 6e-07 | 310
Paraffin
Energy content | GJ/kg | Energy Efficiency Directive - referring to Eurostat | 0.04
Energy content | toe/kg | Energy Efficiency Directive - referring to Eurostat | 0.00095538
Energy content | MWh/kg | Energy Efficiency Directive - referring to Eurostat | 0.011111
GHG Emissions - stationary combustion in energy industries | tonnes CO2eq/GJ | IPCC (2006) Guidelines for National GHG Inventories | 0.073549 |  | 0.0733 | 1 | 3e-06 | 21 | 6e-07 | 310
GHG Emissions - stationary combustion in manufacturing industries | tonnes CO2eq/GJ | IPCC (2006) Guidelines for National GHG Inventories | 0.073549 |  | 0.0733 | 1 | 3e-06 | 21 | 6e-07 | 310
GHG Emissions - stationary combustion in commercial/ institutional | tonnes CO2eq/GJ | IPCC (2006) Guidelines for National GHG Inventories | 0.073696 |  | 0.0733 | 1 | 1e-05 | 21 | 6e-07 | 310
GHG Emissions - stationary combustion in residential and agriculture, etc. | tonnes CO2eq/GJ | IPCC (2006) Guidelines for National GHG Inventories | 0.073696 |  | 0.0733 | 1 | 1e-05 | 21 | 6e-07 | 310
Waste
Energy content | GJ/kg | Energy Efficiency Directive - referring to Eurostat | 0.074 | 0.107
Energy content | toe/kg | Energy Efficiency Directive - referring to Eurostat | 0.0017675 | 0.0025557
Energy content | MWh/kg | Energy Efficiency Directive - referring to Eurostat | 0.020556 | 0.029722
GHG Emissions - stationary combustion in energy industries | tonnes CO2eq/GJ | IPCC (2006) Guidelines for National GHG Inventories | 0.10187 |  | 0.1 | 1 | 3e-05 | 21 | 4e-06 | 310
GHG Emissions - stationary combustion in manufacturing industries | tonnes CO2eq/GJ | IPCC (2006) Guidelines for National GHG Inventories | 0.10187 |  | 0.1 | 1 | 3e-05 | 21 | 4e-06 | 310
GHG Emissions - stationary combustion in commercial/ institutional | tonnes CO2eq/GJ | IPCC (2006) Guidelines for National GHG Inventories | 0.10754 |  | 0.1 | 1 | 0.0003 | 21 | 4e-06 | 310
GHG Emissions - stationary combustion in residential and agriculture, etc. | tonnes CO2eq/GJ | IPCC (2006) Guidelines for National GHG Inventories | 0.10754 |  | 0.1 | 1 | 0.0003 | 21 | 4e-06 | 310
Biodiesel
Energy content (from rapeseed oil) | GJ/kg | Biomass Energy Centre Web-site: http://www.biomassenergycentre.org.uk/ | 0.037
Energy content | toe/kg | Energy Efficiency Directive - referring to Eurostat | 0.00088373
Energy content | MWh/kg | Energy Efficiency Directive - referring to Eurostat | 0.010278
Energy content | GJ/liter | Biomass Energy Centre Web-site: http://www.biomassenergycentre.org.uk/ | 0.033
GHG Emissions - stationary combustion in energy industries | tonnes CO2eq/GJ | IPCC (2006) Guidelines for National GHG Inventories | 0.071049 |  | 0.0708 | 1 | 3e-06 | 21 | 6e-07 | 310
GHG Emissions - stationary combustion in manufacturing industries | tonnes CO2eq/GJ | IPCC (2006) Guidelines for National GHG Inventories | 0.071049 |  | 0.0708 | 1 | 3e-06 | 21 | 6e-07 | 310
GHG Emissions - stationary combustion in commercial/ institutional | tonnes CO2eq/GJ | IPCC (2006) Guidelines for National GHG Inventories | 0.071196 |  | 0.0708 | 1 | 1e-05 | 21 | 6e-07 | 310
GHG Emissions - stationary combustion in residential and agriculture, etc. | tonnes CO2eq/GJ | IPCC (2006) Guidelines for National GHG Inventories | 0.071196 |  | 0.0708 | 1 | 1e-05 | 21 | 6e-07 | 310

## Output_Financial savings
INVESTMENT RELATED TO LOW CARBON STRATEGIES PACKAGE 40%
Unit: Euros (€) | Djibouti | Morocco | Nigeria | Tunisia | Argentina | Mexico | Indonesia | Sri Lanka | Albania | Costa Rica | North Macedonia | Total for each building type
Residential | 0 | 32079481.14 | 2865825.69 | 5355000 | 8032500 | 8032500 | 9817500 | 0 | 0 | 0 | 0 | 66182806.83
Small scale healthcare | 0 | 0 | 0 | 0 | 0 | 0 | 0 | 0 | 0 | 0 | 0 | 0
Hospital | 0 | 0 | 0 | 3357500 | 0 | 0 | 0 | 0 | 50000000 | 0 | 0 | 53357500
Education | 0 | 1011500 | 0 | 0 | 0 | 0 | 0 | 0 | 0 | 1275000 | 0 | 2286500
Small scale office | 5250000 | 0 | 0 | 0 | 0 | 3276000 | 0 | 551250 | 0 | 0 | 0 | 9077250
Hotel | 0 | 0 | 0 | 0 | 0 | 0 | 0 | 0 | 0 | 0 | 0 | 0
Retail | 0 | 0 | 910000 | 0 | 0 | 0 | 0 | 0 | 0 | 0 | 50000000 | 50910000
[12 empty] | 181814056.83 | Total for the program
[12 empty] | 19.11% | of total construction / renovation costs
INVESTMENT RELATED TO LOW CARBON STRATEGIES PACKAGE 20%
Unité: Euros (€) | Djibouti | Morocco | Nigeria | Tunisia | Argentina | Mexico | Indonesia | Sri Lanka | Albania | Costa Rica | North Macedonia | Total for each building type
Residential | 0 | 16803537.74 | 1501146.79 | 2805000 | 4207500 | 4207500 | 5142500 | 0 | 0 | 0 | 0 | 34667184.53
Small scale healthcare | 0 | 0 | 0 | 0 | 0 | 0 | 0 | 0 | 0 | 0 | 0 | 0
Hospital | 0 | 0 | 0 | 2014500 | 0 | 0 | 0 | 0 | 35000000 | 0 | 0 | 37014500
Education | 0 | 416500 | 0 | 0 | 0 | 0 | 0 | 0 | 0 | 525000 | 0 | 941500
Small scale office | 3675000 | 0 | 0 | 0 | 0 | 1092000 | 0 | 183750 | 0 | 0 | 0 | 4950750
Hotel | 0 | 0 | 0 | 0 | 0 | 0 | 0 | 0 | 0 | 0 | 0 | 0
Retail | 0 | 0 | 364000 | 0 | 0 | 0 | 0 | 0 | 0 | 0 | 35000000 | 35364000
[12 empty] | 112937934.53 | Total for the program
[12 empty] | 11.87% | of total construction / renovation costs
ENERGY BILLS REDUCTION PACKAGE 40%
Electricity Unit: kWh/year | Djibouti | Morocco | Nigeria | Tunisia | Argentina | Mexico | Indonesia | Sri Lanka | Albania | Costa Rica | North Macedonia | Total for each building type
Residential | 0 | 25567500 | 1725000 | 7140000 | 11550000 | 4590000 | 4363333.3333 | 0 | 0 | 0 | 0 | 54935833.3333
Small scale healthcare | 0 | 0 | 0 | 0 | 0 | 0 | 0 | 0 | 0 | 0 | 0 | 0
Hospital | 0 | 0 | 0 | 2544823 | 0 | 0 | 0 | 0 | 14566900 | 0 | 0 | 17111723
Education | 0 | 135000 | 0 | 0 | 0 | 0 | 0 | 0 | 0 | 1092000 | 0 | 1227000
Small scale office | 5820000 | 0 | 0 | 0 | 0 | 5940000 | 0 | 1515000 | 0 | 0 | 0 | 13275000
Hotel | 0 | 0 | 0 | 0 | 0 | 0 | 0 | 0 | 0 | 0 | 0 | 0
Retail | 0 | 0 | 1232000 | 0 | 0 | 0 | 0 | 0 | 0 | 0 | 29527500 | 30759500
[12 empty] | 117309056.3333 | Total for the program
Gas Unit: kWh/year | Djibouti | Morocco | Nigeria | Tunisia | Argentina | Mexico | Indonesia | Sri Lanka | Albania | Costa Rica | North Macedonia | Total for each building type
Residential | 0 | 37742500 | 1500000 | 10540000 | 17850000 | 3155625 | 3740000 | 0 | 0 | 0 | 0 | 74528125
Small scale healthcare | 0 | 0 | 0 | 0 | 0 | 0 | 0 | 0 | 0 | 0 | 0 | 0
Hospital | 0 | 0 | 0 | 7084237 | 0 | 0 | 0 | 0 | 40551100 | 0 | 0 | 47635337
Education | 0 | 33750 | 0 | 0 | 0 | 0 | 0 | 0 | 0 | 0 | 0 | 33750
Small scale office | 0 | 0 | 0 | 0 | 0 | 0 | 0 | 0 | 0 | 0 | 0 | 0
Hotel | 0 | 0 | 0 | 0 | 0 | 0 | 0 | 0 | 0 | 0 | 0 | 0
Retail | 0 | 0 | 0 | 0 | 0 | 0 | 0 | 0 | 0 | 0 | 5511800 | 5511800
[12 empty] | 127709012 | Total for the program
Electricity + Gas €/year | Djibouti | Morocco | Nigeria | Tunisia | Argentina | Mexico | Indonesia | Sri Lanka | Albania | Costa Rica | North Macedonia | Total for each building type
Residential | 0 | 6343175 | 225225 | 2155600 | 2910600 | 377527.5 | 1695466.6667 | 0 | 0 | 0 | 0 | 13707594.1667
Small scale healthcare | 0 | 0 | 0 | 0 | 0 | 0 | 0 | 0 | 0 | 0 | 0 | 0
Hospital | 0 | 0 | 0 | 1200881.34 | 0 | 0 | 0 | 0 | 4700778 | 0 | 0 | 5901659.34
Education | 0 | 20250 | 0 | 0 | 0 | 0 | 0 | 0 | 0 | 141960 | 0 | 162210
Small scale office | 2037000 | 0 | 0 | 0 | 0 | 772200 | 0 | 212100 | 0 | 0 | 0 | 3021300
Hotel | 0 | 0 | 0 | 0 | 0 | 0 | 0 | 0 | 0 | 0 | 0 | 0
Retail | 0 | 0 | 147581.28 | 0 | 0 | 0 | 0 | 0 | 0 | 0 | 3393694 | 3541275.28
[12 empty] | 26334038.7867 | Total for the program
ENERGY BILLS REDUCTION PACKAGE 20%
Electricity Unit: kWh/year | Djibouti | Morocco | Nigeria | Tunisia | Argentina | Mexico | Indonesia | Sri Lanka | Albania | Costa Rica | North Macedonia | Total for each building type
Residential | 0 | 25567500 | 1725000 | 7140000 | 11025000 | 4590000 | 4363333.3333 | 0 | 0 | 0 | 0 | 54410833.3333
Small scale healthcare | 0 | 0 | 0 | 0 | 0 | 0 | 0 | 0 | 0 | 0 | 0 | 0
Hospital | 0 | 0 | 0 | 137558 | 0 | 0 | 0 | 0 | 787400 | 0 | 0 | 924958
Education | 0 | 90000 | 0 | 0 | 0 | 0 | 0 | 0 | 0 | 946400 | 0 | 1036400
Small scale office | 4320000 | 0 | 0 | 0 | 0 | 4410000 | 0 | 1125000 | 0 | 0 | 0 | 9855000
Hotel | 0 | 0 | 0 | 0 | 0 | 0 | 0 | 0 | 0 | 0 | 0 | 0
Retail | 0 | 0 | 1232000 | 0 | 0 | 0 | 0 | 0 | 0 | 0 | 17322800 | 18554800
[12 empty] | 84781991.3333 | Total for the program
Gas Unit: kWh/year | Djibouti | Morocco | Nigeria | Tunisia | Argentina | Mexico | Indonesia | Sri Lanka | Albania | Costa Rica | North Macedonia | Total for each building type
Residential | 0 | 12175000 | 525000 | 3400000 | 5775000 | 1147500 | 1246666.6667 | 0 | 0 | 0 | 0 | 24269166.6667
Small scale healthcare | 0 | 0 | 0 | 0 | 0 | 0 | 0 | 0 | 0 | 0 | 0 | 0
Hospital | 0 | 0 | 0 | 6740342 | 0 | 0 | 0 | 0 | 38582600 | 0 | 0 | 45322942
Education | 0 | 0 | 0 | 0 | 0 | 0 | 0 | 0 | 0 | 0 | 0 | 0
Small scale office | 0 | 0 | 0 | 0 | 0 | 0 | 0 | 0 | 0 | 0 | 0 | 0
Hotel | 0 | 0 | 0 | 0 | 0 | 0 | 0 | 0 | 0 | 0 | 0 | 0
Retail | 0 | 0 | 0 | 0 | 0 | 0 | 0 | 0 | 0 | 0 | -787400 | -787400
[12 empty] | 68804708.6667 | Total for the program
Electricity + Gas €/year | Djibouti | Morocco | Nigeria | Tunisia | Argentina | Mexico | Indonesia | Sri Lanka | Albania | Costa Rica | North Macedonia | Total for each building type
Residential | 0 | 4297775 | 147225 | 1227400 | 1539300 | 321300 | 1496000 | 0 | 0 | 0 | 0 | 9029000
Small scale healthcare | 0 | 0 | 0 | 0 | 0 | 0 | 0 | 0 | 0 | 0 | 0 | 0
Hospital | 0 | 0 | 0 | 891375.84 | 0 | 0 | 0 | 0 | 3165348 | 0 | 0 | 4056723.84
Education | 0 | 11700 | 0 | 0 | 0 | 0 | 0 | 0 | 0 | 123032 | 0 | 134732
Small scale office | 1512000 | 0 | 0 | 0 | 0 | 573300 | 0 | 157500 | 0 | 0 | 0 | 2242800
Hotel | 0 | 0 | 0 | 0 | 0 | 0 | 0 | 0 | 0 | 0 | 0 | 0
Retail | 0 | 0 | 147581.28 | 0 | 0 | 0 | 0 | 0 | 0 | 0 | 1669288 | 1816869.28
[12 empty] | 17280125.12 | Total for the program

## Input_Energy Context
ENERGY PRICE
Energy price (€) | Djibouti | Morocco | Nigeria | Tunisia | Argentina | Mexico | Indonesia | Sri Lanka | Albania | Costa Rica | North Macedonia | Average for each energy type
Residential electricity | 0.35 | 0.13 | 0.061 | 0.11 | 0.082 | 0.063 | 0.32 | 0.14 | 0.16 | 0.13 | 0.1 | 0.14964
Non-residential electricity | 0.35 | 0.13 | 0.11979 | 0.11 | 0.055 | 0.13 | 0.32 | 0.14 | 0.1 | 0.13 | 0.1 | 0.15316
Residential gas | 0.08 | 0.08 | 0.08 | 0.13 | 0.11 | 0.028 | 0.08 | 0.103 | 0.08 | 0.08 | 0.08 | 0.084636
Non residential gas | 0.08 | 0.08 | 0.08 | 0.13 | 0.11 | 0.018 | 0.08 | 0.103 | 0.08 | 0.08 | 0.08 | 0.083727
CO2 CONTENT OF ELECTRICITY AND GAS FOR EACH COUNTRY
COUNTRY | Djibouti | Morocco | Nigeria | Tunisia | Argentina | Mexico | Indonesia | Sri Lanka | Albania | Costa Rica | North Macedonia | Average
COEF CO2 ELEC (kgCO2/kWh) Source: The IFI Dataset of Default Grid Factors v.2.0 (2019) | 0.63885 | 0.55058 | 0.39531 | 0.40406 | 0.35019 | 0.31962 | 0.63731 | 0.46811 | 0.042966 | 0.14516 | 0.69079 | 0.42209
COEF GAZ (kgCO2/kWh) Source: ADEME | 0.231
BUILDING ENERGY EFFICIENCY CODE
COUNTRY | Djibouti | Morocco | Nigeria | Tunisia | Argentina | Mexico | Indonesia | Sri Lanka | Albania | Costa Rica | North Macedonia
Does the country have enforced a building energy efficiency code? |  | x | x | x | x | x | x | x | x |  | x

## Input_EDGE energy savings
ENERGY SAVINGS CALCULATED ON EDGE SOFTWARE FOR PACKAGE 40%
Unit: kWh/m2/year
COUNTRY | Djibouti | Morocco | Nigeria | Tunisia | Argentina | Mexico | Indonesia | Sri Lanka | Albania | Costa Rica | North Macedonia | Average energy saving for each building type - package 40%
CLIMATE | Desert | Mediterranean | Tropical | Mediterranean | Subtropical humid | Tropical in half of the country, arid in the other half | Equatorial | Tropical | Mediterranean | Tropical | Semi-continental
| x |  |  | x | x | 50/50 | [5 empty] | Average energy saving for each building type - package 40%
Residential | 38 | 52 | 43 | 52 | 56 | 40.5 | 39 | 43 | 52 | 43 | 69 | 47.9545
ELEC (other uses) | 25 | 21 | 23 | 21 | 22 | 24 | 21 | 23 | 21 | 23 | 26 | 22.7273
GAS (heating + hot water) | 13 | 31 | 20 | 31 | 34 | 16.5 | 18 | 20 | 31 | 20 | 43 | 25.2273
Small scale healthcare | 64 | 54 | 63 | 54 | 52 | 63.5 | 58 | 63 | 54 | 63 | 52 | 58.2273
ELEC (other uses) | 59 | 36 | 56 | 36 | 33.5 | 57.5 | 50 | 56 | 36 | 56 | 30 | 46
GAS (heating + hot water) | 5 | 18 | 7 | 18 | 18.5 | 6 | 8 | 7 | 18 | 7 | 22 | 12.2273
Hospital | 136 | 140 | 140 | 140 | 139 | 138 | 108 | 140 | 140 | 140 | 235 | 145.0909
ELEC (other uses) | 116 | 37 | 116 | 37 | 35 | 116 | 81 | 116 | 37 | 116 | 41 | 77.0909
GAS (heating + hot water) | 20 | 103 | 24 | 103 | 104 | 22 | 27 | 24 | 103 | 24 | 194 | 68
Education | 20 | 15 | 15 | 15 | 13 | 17.5 | 13 | 15 | 15 | 15 | 5 | 14.4091
ELEC (other uses) | 20 | 12 | 15 | 12 | 11 | 17.5 | 12 | 15 | 12 | 15 | 3 | 13.1364
GAS (heating + hot water) | 0 | 3 | 0 | 3 | 2 | 0 | 1 | 0 | 3 | 0 | 2 | 1.2727
Office | 97 |  | 101 |  | 52 | 99 | 81 | 101 |  | 101 | 43 | 84.375
ELEC (other uses) | 97 |  | 101 |  | 50 | 99 | 81 | 101 |  | 101 | 43 | 84.125
GAS (heating + hot water) | 0 |  | 0 |  | 2 | 0 | 0 | 0 |  | 0 | 0 | 0.25
Hotel |  |  |  |  | 73 |  | 74 |  |  |  | 84 | 77
ELEC (other uses) |  |  |  |  | 42 |  | 55 |  |  |  | 43 | 46.6667
GAS (heating + hot water) |  |  |  |  | 31 |  | 19 |  |  |  | 41 | 30.3333
Retail |  |  | 88 |  | 104 |  | 88 |  |  |  | 89 | 92.25
ELEC (autres usages) |  |  | 88 |  | 75 |  | 82 |  |  |  | 75 | 80
GAZ (chauffage + ECS) |  |  | 0 |  | 29 |  | 6 |  |  |  | 14 | 12.25
Average energy saving for each climate zone - package 40%
| Desert | Mediterranean | Tropical | Mediterranean | Subtropical humid | Tropical in half of the country, arid in the other half | Equatorial | Tropical | Mediterranean | Tropical | Semi-continental
| 71 | 65.25 | 75 | 65.25 | 69.8571 | 71.7 | 65.8571 | 72.4 | 65.25 | 72.4 | 82.4286
Tropical | 73.0333
Equatorial | 65.8571
arid | 71.35
subtropipcal humid | 69.8571
mediterrannean | 65.25
Semi-continental | 82.4286
ENERGY SAVINGS CALCULATED ON EDGE SOFTWARE FOR PACKAGE 20%
Unit: kWh/m2/year
COUNTRY | Djibouti | Morocco | Nigeria | Tunisia | Argentina | Mexico | Indonesia | Sri Lanka | Albania | Costa Rica | North Macedonia | Average energy saving for each building type - package 20%
CLIMATE | désertique | méditerranéen | tropical | méditerranéen | subtropical humide | tropical sur la moitié du pays, aride sur l’autre moitié du pays | Equatorial | Tropical | Méditerranéen | Tropical | Semi-continental
| x |  |  | x | x | 50/50
Residential | 30 | 31 | 30 | 31 | 32 | 30 | 27 | 30 | 31 | 30 | 39 | 31
ELEC (autres usages) | 25 | 21 | 23 | 21 | 21 | 24 | 21 | 23 | 21 | 23 | 25 | 22.5455
GAZ (chauffage + ECS) | 5 | 10 | 7 | 10 | 11 | 6 | 6 | 7 | 10 | 7 | 14 | 8.4545
Small scale healthcare | 30 | 18 | 29 | 18 | 17 | 29.5 | 23 | 29 | 18 | 29 | 10 | 22.7727
ELEC (autres usages) | 27 | 9 | 25 | 9 | 7.5 | 26 | 20 | 25 | 9 | 25 | 3 | 16.8636
GAZ (chauffage + ECS) | 3 | 9 | 4 | 9 | 9.5 | 3.5 | 3 | 4 | 9 | 4 | 7 | 5.9091
Hospital | 74 | 100 | 74 | 100 | 102 | 74 | 52 | 74 | 100 | 74 | 191 | 92.2727
ELEC (autres usages) | 55 | 2 | 52 | 2 | 5 | 53.5 | 27 | 52 | 2 | 52 | 8 | 28.2273
GAZ (chauffage + ECS) | 19 | 98 | 22 | 98 | 97 | 20.5 | 25 | 22 | 98 | 22 | 183 | 64.0455
Education | 16 | 8 | 13 | 8 | 6 | 14.5 | 10 | 13 | 8 | 13 | 3 | 10.2273
ELEC (autres usages) | 16 | 8 | 13 | 8 | 6 | 14.5 | 10 | 13 | 8 | 13 | 1 | 10.0455
GAZ (chauffage + ECS) | 0 | 0 | 0 | 0 | 0 | 0 | 0 | 0 | 0 | 0 | 2 | 0.18182
Small scale office | 72 |  | 75 |  | 34 | 73.5 | 58 | 75 |  | 75 | 23 | 60.6875
ELEC (autres usages) | 72 |  | 75 |  | 33 | 73.5 | 58 | 75 |  | 75 | 23 | 60.5625
GAZ (chauffage + ECS) | 0 |  | 0 |  | 1 | 0 | 0 | 0 |  | 0 | 0 | 0.125
Hotel |  |  | 0 |  | 30 |  | 41 |  |  |  | 34 | 26.25
ELEC (autres usages) |  |  |  |  | 17 |  | 33 |  |  |  | 17 | 22.3333
GAZ (chauffage + ECS) |  |  |  |  | 13 |  | 8 |  |  |  | 17 | 12.6667
Retail |  |  | 88 |  | 60 |  | 49 |  |  |  | 42 | 59.75
ELEC (autres usages) |  |  | 88 |  | 45 |  | 49 |  |  |  | 44 | 56.5
GAZ (chauffage + ECS) |  |  | 0 |  | 15 |  | 0 |  |  |  | -2 | 3.25
Average energy saving for each climate zone - package 20%
| désertique | méditerranéen | tropical | méditerranéen | subtropical humide | tropical sur la moitié du pays, aride sur l’autre moitié du pays | Equatorial | Tropical | Méditerranéen | Tropical | Semi-continental
| 44.4 | 39.25 | 44.1429 | 39.25 | 40.1429 | 44.3 | 37.1429 | 44.2 | 39.25 | 44.2 | 48.8571
Tropical | 44.2143
Equatorial | 37.1429
arid | 44.35
subtropipcal humid | 40.1429
mediterrannean | 39.25
Semi-continental | 48.8571

## Input_LC Materials
LOW CARBON MATERIALS CO2 EMISSIONS SAVED PER M²
| HT |  | LT
Building type | High Tech country | % saved compared to baseline building | Low Tech Country | % saved compared to baseline building
| CO2 savings (kgeqCO2/m²) |  | CO2 savings (kgeqCO2/m²)
Residential | 85.8682 | 21.92% | 87.7498 | 22.4%
Small scale healthcare | 38.006 | 8.855% | 60.7712 | 14.16%
Hospital | 16.366 | 3.736% | 19.054 | 4.35%
Education | 12.338 | 3.651% | 27.8456 | 8.239%
Small scale office | 20.492 | 4.886% | 48.2072 | 11.5%
Hotel | 8.176 | 2.055% | 27.364 | 6.879%
Retail | 8.176 | 2.016% | 27.364 | 6.747%
*Embodied energy assumptions can be found in chaper 3.1.2 Avoided emissions relating to construction of the feasibility study
Pays HT : Asie + Argentine + Tunisie + Maroc
Pays LT : le reste
Matrix of material carbon gains by country and by type / Matrice des gains carbone matériaux par pays et par typologie
Unit : kgeqCO2/m2 | Djibouti | Morocco | Nigeria | Tunisia | Argentina | Mexico | Indonesia | Sri Lanka | Albania | Costa Rica | North Macedonia
Choose whether the country is high tech (HT) or low tech (LT) | LT | HT | LT | HT | HT | LT | HT | LT | LT | LT | LT
Residential | 87.7498 | 85.8682 | 87.7498 | 85.8682 | 85.8682 | 87.7498 | 85.8682 | 87.7498 | 87.7498 | 87.7498 | 87.7498
Small scale healthcare | 60.7712 | 38.006 | 60.7712 | 38.006 | 38.006 | 60.7712 | 38.006 | 60.7712 | 60.7712 | 60.7712 | 60.7712
Hospital | 19.054 | 16.366 | 19.054 | 16.366 | 16.366 | 19.054 | 16.366 | 19.054 | 19.054 | 19.054 | 19.054
Education | 27.8456 | 12.338 | 27.8456 | 12.338 | 12.338 | 27.8456 | 12.338 | 27.8456 | 27.8456 | 27.8456 | 27.8456
Small scale office | 48.2072 | 20.492 | 48.2072 | 20.492 | 20.492 | 48.2072 | 20.492 | 48.2072 | 48.2072 | 48.2072 | 48.2072
Hotel | 27.364 | 8.176 | 27.364 | 8.176 | 8.176 | 27.364 | 8.176 | 27.364 | 27.364 | 27.364 | 27.364
Retail | 27.364 | 8.176 | 27.364 | 8.176 | 8.176 | 27.364 | 8.176 | 27.364 | 27.364 | 27.364 | 27.364

## Output_Carbon savings
CO2 EMISSIONS SAVED OVER THE SELECTED TIME HORIZON (ENERGY PACKAGE 40% + MATERIALS)
Coefficient RT | 4 | 4 | 4 | 4 | 4 | 4 | 4 | 4 | 1 | 1 | 1 |  | 4 | 4 | #REF! | 4
Unit: Tons CO2 (tCO2) | Djibouti | Morocco | Nigeria | Tunisia | Argentina | Mexico | Indonesia | Sri Lanka | Albania | Costa Rica | North Macedonia | Total for each building type
Residential | 0 | 1472271.4516 | 68286.0334 | 348379.5982 | 535165.3067 | 148542.645 | 236525.8193 | 0 | 0 | 0 | 0 | 2809170.8542
Small scale healthcare | 0 | 0 | 0 | 0 | 0 | 0 | 0 | 0 | 0 | 0 | 0 | 0
Hospital | 0 | 0 | 0 | 161009.0845 | 0 | 0 | 0 | 0 | 157399.3121 | 0 | 0 | 318408.3966
Education | 0 | 5066.2682 | 0 | 0 | 0 | 0 | 0 | 0 | 0 | 4404.8783 | 0 | 9471.1465
Small scale office | 225980.0209 | 0 | 0 | 0 | 0 | 2892.432 | 0 | 43273.967 | 0 | 0 | 0 | 272146.4199
Hotel | 0 | 0 | 0 | 0 | 0 | 0 | 0 | 0 | 0 | 0 | 0 | 0
Retail | 0 | 0 | 383.096 | 0 | 0 | 0 | 0 | 0 | 0 | 0 | 335832.5539 | 336215.6499
SHARE OF CO2 EMISSIONS SAVINGS DUE TO LOW CARBON MATERIALS STRATEGIES FOR PACKAGE 40%
Unit: % | Djibouti | Morocco | Nigeria | Tunisia | Argentina | Mexico | Indonesia | Sri Lanka | Albania | Costa Rica | North Macedonia | Average for each building type
Residential | 23.57% | 23.42% | 29.9% | 26.79% | 26.9% | 33.75% | 24.6% | 27.55% | 42.05% | 42.36% | 17.34% | 28.93%
Small scale healthcare | 9.444% | 9.557% | 14.57% | 11.93% | 13.67% | 17.01% | 6.99% | 12.71% | 41.53% | 29.36% | 13.57% | 16.39%
Hospital | 1.588% | 2.411% | 2.412% | 2.739% | 2.919% | 2.925% | 1.851% | 2.078% | 4.766% | 5.37% | 1.707% | 2.797%
Education | 12.69% | 10.13% | 23.84% | 12.92% | 16.01% | 24.92% | 9.453% | 20.91% | 60.57% | 46.02% | 42.28% | 25.43%
Small scale office | 4.93% | [5 empty] | 2.578% | 6.365% |  | 17.98% | 9.763% | 8.323%
Hotel | [10 empty] | 4.449% | 4.449%
Retail | [10 empty] | 3.208% | 3.208%
CO2 EMISSIONS SAVED OVER THE SELECTED TIME HORIZON (ENERGY PACKAGE 20% + MATERIALS)
Unité: Tonnes de CO2 (tCO2) | Djibouti | Morocco | Nigeria | Tunisia | Argentina | Mexico | Indonesia | Sri Lanka | Albania | Costa Rica | North Macedonia | TOTAL PAR TYPO
Residential | 0 | 1117905.9016 | 54772.5334 | 249419.1982 | 356774.7384 | 120710.0325 | 201968.2193 | 0 | 0 | 0 | 0 | 2101550.6234
Small scale healthcare | 0 | 0 | 0 | 0 | 0 | 0 | 0 | 0 | 0 | 0 | 0 | 0
Hospital | 0 | 0 | 0 | 97881.692 | 0 | 0 | 0 | 0 | 141697.7386 | 0 | 0 | 239579.4305
Education | 0 | 3111.9296 | 0 | 0 | 0 | 0 | 0 | 0 | 0 | 4087.8491 | 0 | 7199.7788
Small scale office | 168483.2197 | 0 | 0 | 0 | 0 | 2892.432 | 0 | 32320.2805 | 0 | 0 | 0 | 203695.9321
Hotel | 0 | 0 | 0 | 0 | 0 | 0 | 0 | 0 | 0 | 0 | 0 | 0
Retail | 0 | 0 | 383.096 | 0 | 0 | 0 | 0 | 0 | 0 | 0 | 213461.2019 | 213844.2979
SHARE OF CO2 EMISSIONS SAVINGS DUE TO LOW CARBON MATERIALS STRATEGIES FOR PACKAGE 20%
Unit: % | Djibouti | Morocco | Nigeria | Tunisia | Argentina | Mexico | Indonesia | Sri Lanka | Albania | Costa Rica | North Macedonia | Average for each building type
Residential | 25.46% | 29.21% | 35.33% | 34.65% | 36.65% | 39.24% | 27.93% | 32.08% | 64.55% | 54.14% | 22.2% | 36.5%
Small scale healthcare | 18.42% | 26.48% | 27.27% | 30.71% | 34.45% | 30.76% | 15.86% | 24.29% | 62.17% | 47.09% | 52.34% | 33.62%
Hospital | 3.114% | 4.394% | 4.721% | 4.447% | 4.321% | 5.498% | 4.532% | 4.139% | 5.294% | 9.138% | 2.589% | 4.744%
Education | 15.37% | 15.74% | 26.54% | 20.28% | 28.13% | 28.6% | 11.43% | 23.37% | 84.38% | 49.59% | 61.69% | 33.19%
Small scale office | 6.531% | [5 empty] | 3.564% | 8.386% |  | 22.79% | 16.82% | 11.62%
Hotel | [6 empty] | 2.327% |  |  |  | 10.43% | 6.377%
Retail | [6 empty] | 1.621% |  |  |  | 5.047% | 3.334%
CO2 EMISSIONS SAVED OVER THE SELECTED TIME HORIZON ONLY FROM ENERGY SAVINGS - PACKAGE 40%
Unit: CO2eq/m2/year | Djibouti | Morocco | Nigeria | Tunisia | Argentina | Mexico | Indonesia | Sri Lanka | Albania | Costa Rica | North Macedonia | Average for each building type
Residential | 18.9743 | 18.7232 | 13.7122 | 15.6463 | 15.5582 | 11.4824 | 17.5415 | 15.3864 | 8.0633 | 7.9587 | 27.8936 | 15.54
ELEC (autres usages) | 15.9713 | 11.5622 | 9.0922 | 8.4853 | 7.7042 | 7.6709 | 13.3835 | 10.7664 | 0.90228 | 3.3387 | 17.9606
GAZ (chauffage + ECS) | 3.003 | 7.161 | 4.62 | 7.161 | 7.854 | 3.8115 | 4.158 | 4.62 | 7.161 | 4.62 | 9.933
Small scale healthcare | 38.8473 | 23.9788 | 23.7545 | 18.7042 | 16.005 | 19.7642 | 33.7135 | 27.831 | 5.7048 | 9.746 | 25.8058 | 22.1686
ELEC (autres usages) | 37.6923 | 19.8208 | 22.1375 | 14.5462 | 11.7315 | 18.3782 | 31.8655 | 26.214 | 1.5468 | 8.129 | 20.7238
GAZ (chauffage + ECS) | 1.155 | 4.158 | 1.617 | 4.158 | 4.2735 | 1.386 | 1.848 | 1.617 | 4.158 | 1.617 | 5.082
Hospital | 78.727 | 44.1644 | 51.4002 | 38.7433 | 36.2807 | 42.158 | 57.8592 | 59.8443 | 25.3827 | 22.3825 | 73.1365 | 48.189
ELEC (autres usages) | 74.107 | 20.3714 | 45.8562 | 14.9503 | 12.2567 | 37.076 | 51.6222 | 54.3003 | 1.5897 | 16.8385 | 28.3225
GAZ (chauffage + ECS) | 4.62 | 23.793 | 5.544 | 23.793 | 24.024 | 5.082 | 6.237 | 5.544 | 23.793 | 5.544 | 44.814
Education | 12.7771 | 7.2999 | 5.9297 | 5.5417 | 4.3141 | 5.5934 | 7.8787 | 7.0216 | 1.2086 | 2.1774 | 2.5344 | 5.6615
ELEC (autres usages) | 12.7771 | 6.6069 | 5.9297 | 4.8487 | 3.8521 | 5.5934 | 7.6477 | 7.0216 | 0.51559 | 2.1774 | 2.0724
GAZ (chauffage + ECS) | 0 | 0.693 | 0 | 0.693 | 0.462 | 0 | 0.231 | 0 | 0.693 | 0 | 0.462
Small scale office | 61.9688 | 0 | 0 | 0 | 0 | 0 | 51.6222 | 47.2787 | 0 | 14.6611 | 29.7041 | 18.6577
ELEC (autres usages) | 61.9688 | [5 empty] | 51.6222 | 47.2787 |  | 14.6611 | 29.7041
GAZ (chauffage + ECS) | 0 | [5 empty] | 0 | 0 |  | 0 | 0
Hotel | 0 | 0 | 0 | 0 | 0 | 0 | 39.4411 | 0 | 0 | 0 | 39.1751 | 7.1469
ELEC (autres usages) | [6 empty] | 35.0521 | 0 | 0 | 0 | 29.7041
GAZ (chauffage + ECS) | [6 empty] | 4.389 | 0 | 0 | 0 | 9.471
Retail | 0 | 0 | 0 | 0 | 0 | 0 | 53.6455 | 0 | 0 | 0 | 55.0435 | 9.8808
ELEC (autres usages) | [10 empty] | 52.2595 | #REF! |  |  |  | 51.8095
GAZ (chauffage + ECS) | [10 empty] | 1.386 | #REF! |  |  |  | 3.234
Average CO2 saving for each climate zone - package 40%
| désertique | méditerranéen | tropical | méditerranéen | subtropical humide | tropical sur la moitié du pays, aride sur l’autre moitié du pays | Equatorial | Tropical | Méditerranéen | Tropical | Semi-continental
| 30.1849 | 13.4523 | 13.5424 | 11.2336 | 10.3083 | 11.2854 | 37.3859 | 22.4803 | 5.7656 | 8.1322 | 36.1847
Tropical | 9.2401
Equatorial | 37.3859
arid | 13.8235
subtropipcal humid | 10.3083
mediterrannean | 10.1505
highlands | #REF!
Semi-continental | 36.1847
CO2 EMISSIONS SAVED OVER THE SELECTED TIME HORIZON ONLY FROM ENERGY SAVINGS - PACKAGE 20%
Unit: CO2eq/m2/year | Djibouti | Morocco | Nigeria | Tunisia | Argentina | Mexico | Indonesia | Sri Lanka | Albania | Costa Rica | North Macedonia | Average for each building type
Residential | 17.1263 | 13.8722 | 10.7092 | 10.7953 | 9.895 | 9.0569 | 14.7695 | 12.3834 | 3.2123 | 4.9557 | 20.5038 | 11.5709
ELEC (autres usages) | 15.9713 | 11.5622 | 9.0922 | 8.4853 | 7.354 | 7.6709 | 13.3835 | 10.7664 | 0.90228 | 3.3387 | 17.2698
GAZ (chauffage + ECS) | 1.155 | 2.31 | 1.617 | 2.31 | 2.541 | 1.386 | 1.386 | 1.617 | 2.31 | 1.617 | 3.234
Small scale healthcare | 17.942 | 7.0342 | 10.8068 | 5.7156 | 4.8209 | 9.1186 | 13.4392 | 12.6267 | 2.4657 | 4.553 | 3.6894 | 8.3829
ELEC (autres usages) | 17.249 | 4.9552 | 9.8828 | 3.6366 | 2.6264 | 8.3101 | 12.7462 | 11.7027 | 0.38669 | 3.629 | 2.0724
GAZ (chauffage + ECS) | 0.693 | 2.079 | 0.924 | 2.079 | 2.1945 | 0.8085 | 0.693 | 0.924 | 2.079 | 0.924 | 1.617
Hospital | 39.5259 | 23.7392 | 25.6382 | 23.4461 | 24.158 | 21.8352 | 22.9824 | 29.4235 | 22.7239 | 12.6303 | 47.7993 | 26.7184
ELEC (autres usages) | 35.1369 | 1.1012 | 20.5562 | 0.80812 | 1.751 | 17.0997 | 17.2074 | 24.3415 | 0.085932 | 7.5483 | 5.5263
GAZ (chauffage + ECS) | 4.389 | 22.638 | 5.082 | 22.638 | 22.407 | 4.7355 | 5.775 | 5.082 | 22.638 | 5.082 | 42.273
Education | 10.2217 | 4.4046 | 5.1391 | 3.2325 | 2.1012 | 4.6345 | 6.3731 | 6.0854 | 0.34373 | 1.8871 | 1.1528 | 4.1432
ELEC (autres usages) | 10.2217 | 4.4046 | 5.1391 | 3.2325 | 2.1012 | 4.6345 | 6.3731 | 6.0854 | 0.34373 | 1.8871 | 0.69079
GAZ (chauffage + ECS) | 0 | 0 | 0 | 0 | 0 | 0 | 0 | 0 | 0 | 0 | 0.462
Small scale office | 45.9974 |  | 0 |  |  |  | 36.964 | 35.108 |  | 10.887 | 15.8882 | 24.1408
ELEC (autres usages) | 45.9974 | [5 empty] | 36.964 | 35.108 |  | 10.887 | 15.8882
GAZ (chauffage + ECS) | 0 | [5 empty] | 0 | 0 |  | 0 | 0
Hotel |  |  | 0 |  |  |  | 22.8792 |  |  |  | 15.6705 | 12.8499
ELEC (autres usages) | [6 empty] | 21.0312 |  |  |  | 11.7435
GAZ (chauffage + ECS) | [6 empty] | 1.848 |  |  |  | 3.927
Retail |  |  | 0 |  |  |  | 33.0762 |  |  |  | 34.3219 | 22.466
ELEC (autres usages) | [10 empty] | 31.2282 | #REF! |  |  |  | 30.3949
GAZ (chauffage + ECS) | [10 empty] | 1.848 | #REF! |  |  |  | 3.927
Average CO2 saving for each climate zone - package 20%
| désertique | méditerranéen | tropical | méditerranéen | subtropical humide | tropical sur la moitié du pays, aride sur l’autre moitié du pays | Equatorial | Tropical | Méditerranéen | Tropical | Semi-continental
| 26.1627 | 12.2625 | 7.4705 | 10.7974 | 10.2438 | 11.1613 | 21.4977 | 19.1254 | 7.1864 | 6.9826 | 19.8609
Tropical | 7.4566
Equatorial | 21.4977
arid | 12.4413
subtropipcal humid | 10.2438
mediterrannean | 10.0821
highlands | #REF!
Semi-continental | 19.8609

## Système outil (hidden)
Identité | [6 empty] | Instruction - Octroi UE | [5 empty] | Identification - Octroi AFD |  |  |  |  | Formalisation UE |  |  | Contractualisation AFD
Statut | ChargéappuiDAT | DivisionTech | DepartementGeo | Opération | ModèleConventiondél | MoAdirecte | Ficheprojet | QR | PPT | PrésenceTAM | PrésenceBoard | Présenceautrecomité | FIP | PrésenceCID | FPP | PrésenceCCR | Résolution | CPs | Annexes | FSECUE | Conventionfin
Identification | IB | AES | AFR | UE-AFIF | DA | oui | relue | revues | revu | oui | oui | oui | relue | oui | relue | oui | relue | relues | relues | validée | relue
Faisabilité | VD | APM | ALC | UE-AIF | IMDA | non | relue avec commentaires | revues avec commentaires | revu avec commentaires | non | non | non | relue avec commentaires | non | relue avec commentaires | non | relue avec commentaires | relues avec commentaires | relues avec commentaires | validée avec observations | relue avec commentaires
Evaluation | MC | ARB | ASI | UE-BEKOU | PAGODA 1 | partielle | appui rédaction | non revue | appui rédaction |  |  |  | appui rédaction |  | appui rédaction |  | non relue | appui rédaction | appui rédaction | non reçue | appui rédaction
Abandonné | SD | ARC | MED | UE-CIF | PAGODA 2 |  | appui négociation |  | non revu |  |  |  | appui négociation |  | non relue |  |  | appui négociation | appui négociation |  | non relue
Annulé | MS | CLD | OMR | UE-FFU | Letter of intent |  | non relue | [5 empty] | non relue |  |  |  |  | non relues | non relues
Exécution | VM | CLI |  | UE-FIV
Achevé | CM | CNS |  | UE-IFCA
Instruction | QL | DPO |  | UE-IFP
Décision |  | EAA |  | UE-ITF
Formalisation |  | EDU |  | UE-LAIF
Versement |  | FIN |  | UE-MADAD
Suivi Port. |  | GAR |  | UE-THEMATIQUE
|  | IFP |  | UNION EUROP
JUR
NDE
NTE
SAN
TED
[8 empty] | Suivi UE - Reporting annuel & final | [7 empty] | Suivi AFD
[8 empty] | AvenantUE | CRA1ValidéUE | CRA2Validé UE | CRA3ValidéUE | CRA4ValidéUE | CRA5ValidéUE | CRFValidéUE | AppuiDAT | AvenantAFD
[8 empty] | relu | oui | oui | oui | oui | oui | oui | relu | relu
[8 empty] | relu avec commentaires | non | non | non | non | non | non | relu avec commentaires | relu avec commentaires
[8 empty] | appui rédaction | [6 empty] | non relu | appui rédaction
[8 empty] | appui négociation | [7 empty] | appui négociation
[8 empty] | non relu | [7 empty] | non relu