## NDC achieved
INDC Analysis
Country | 2030 Conditional Mitigation Tagets (tCO2eq) | SCPZ Emission Reductions (tCO2eq) | Proportion INDC achieved | Source
Togo | 15379000 | 2804321.5515 | 18.23% | CDN Togo 2021 - Page 12
Senegal | 26611005 | 4401651.007 | 16.54% | CDN senegal - page 20
Guinea | 19246000 | 3667901.5171 | 19.06% | CDN Guinee - Page 24
Total | 61236005 | 10873874.0756 | 17.76%

## SummaryGHG CalculationsSCPZ
GHG Accounting SCPZ
Color code: | Technology
red cells: Assumptions | Solar PV for irrigation (MW): | 2.5857
black cells: Calculations | Solar PV for lighting and processing (MW) | 14.6903
| Volume Digesters (m3) | 24576.6619
Assumptions
Emission factor (tCO2/MWh) for Diesel | 0.64
Yearly irrigation hours (h) | 1825
Yearly hours for lighting and processing (h) | 4380
Yearly hours running Diesel equivallent biogas plants | 4380
Efficiency of solar PV systems | 0.8
Ratio tCH4/tCO2 eq avoided | 25
Country digesters ratio compared to overall programme | 100%
Energy Balance |  | Annual
Annual solar energy generation for irrigation (MWh) |  | 3775.1921
Annual Solar energy Generation for lighting and processing (MWh) |  | 51474.695
Annual Energy generation from biogas plants (MWh) |  | 44867.1006
Emissions Baseline
Baseline 100% Diesel for solar irrigation and lighting (tCO2eq) |  | 14738.4599
Baseline methane discharge from bio-waste (tCO2eq) |  | 477391.9857
Baseline Diesel equivallent for biogas generators |  | 0
Baseline non sequestration by agro forestry (6 Years maturity) |  | 5743266
Baseline non sequestration by crops |  | 0
Baseline emissions including CRA and Agroforestry (tCO2eq) |  | 6235396.4456
Abatement (Energy & Waste) |  | Annual | 2030 NDC (Ten Years) | Lifetime (25 Years)
Abatement attributed to solar irrigation systems (tCO2eq) |  | 1007.0702 | 5035.3512 | 5035.3512
Abatement attributed to solar lighting and processing systems (tCO2eq) |  | 13731.3896 | 82388.3378 | 343284.741
Abatement attributed to the proportion of bio-waste digested (tCO2eq) |  | 424878.8673 | 2549273.2037 | 10621971.6822
Abatement attibuted to avoided diesel using biogas for electricity (tCO2eq) |  | 11968.7478 | 71812.4865 | 299218.6939 | 451586.0749 | 2708509.3793 | 11269510.4683
Crop abatement
Project_Estimates_2 (Biogas)
Renewable penetration (40% of 122,136,259 kWh)
Annual Generation (MWh) |  | 3256.9669
Households supported |  | 374.51
Emissions per household |  | 4.86
Net CO2 equivalent emission reduction/Yr (tCO2e/yr) |  | 1820.1186
Crop adaptation
Emissions avoided per hectare (average across crops and interventions)
Total hectares
Net CO2 equivalent emission reduction/Yr (tCO2e/yr) |  | 0 | 0 | 0
Agroforestry abatement (Total Ha: 40,000)
Baseline non sequestration by agro forestry (5 Years maturity) |  | 5743266 | 5743266 | 5743266
Ex ante estimates abatement by roads construction and rehabilitation (tCo2eq) | -58894.4
Total Estimated Emission Reductions |  | 6194852.0749 | 8392880.9793 | 16953882.0683
Total funding (USD) | 271703524.5894
GCF (USD) | 102790987.6394
Estimated cost per tCO2e | 16.026
Estimated GCF cost per tCO2e | 6.063

## Emissions CalculationsSCPZ
GHG Accounting SCPZ
| Color code: |  |  |  |  | Summary of technology development for adopting a low emission path
| red cells: Assumptions |  |  |  |  | Solar PV for irrigation (MW): |  |  | 2.5857
| black cells: Calculations |  |  |  |  | Solar PV for lighting and processing (MW) |  |  | 14.6903 | 17.276
[6 empty] | Volume Digesters (m3) |  |  | 24576.6619
Assumptions
| Yearly irrigation hours (h) | 1825
| Yearly hours for lighting and processing (h) | 4380
| Yearly hours running Diesel equivallent biogas plants | 4380
| Efficiency of solar PV systems | 0.8 | [25 empty] | 1121677515.1525
| Ratio tCH4/tCO2 eq avoided | 25
| Country digesters ratio compared to overall programme | 100%
| Year |  | 1 | 2 | 3 | 4 | 5 | 6 | 7 | 8 | 9 | 10 | 11 | 12 | 13 | 14 | 15 | 16 | 17 | 18 | 19 | 20 | 21 | 22 | 23 | 24 | 25 | Total (25 years)
Energy Balance | Annual solar energy generation for irrigation (MWh) |  | 1: 3775.1921; 2: 3775.1921; 3: 3775.1921; 4: 3775.1921; 5: 3775.1921 | 18875.9604
| Annual Solar energy Generation for lighting and processing (MWh) |  | 51474.695 | 51474.695 | 51474.695 | 51474.695 | 51474.695 | 51474.695 | 51474.695 | 51474.695 | 51474.695 | 51474.695 | 51474.695 | 51474.695 | 51474.695 | 51474.695 | 51474.695 | 51474.695 | 51474.695 | 51474.695 | 51474.695 | 51474.695 | 51474.695 | 51474.695 | 51474.695 | 51474.695 | 51474.695 | 1286867.3753
| Annual Energy generation from biogas plants (MWh) |  | 44867.1006 | 44867.1006 | 44867.1006 | 44867.1006 | 44867.1006 | 44867.1006 | 44867.1006 | 44867.1006 | 44867.1006 | 44867.1006 | 44867.1006 | 44867.1006 | 44867.1006 | 44867.1006 | 44867.1006 | 44867.1006 | 44867.1006 | 44867.1006 | 44867.1006 | 44867.1006 | 44867.1006 | 44867.1006 | 44867.1006 | 44867.1006 | 44867.1006 | 1121677.5152
| Total yearly low emission energy generated (MWh) |  | 100116.9877 | 100116.9877 | 100116.9877 | 100116.9877 | 100116.9877 | 96341.7956 | 96341.7956 | 96341.7956 | 96341.7956 | 96341.7956 | 96341.7956 | 96341.7956 | 96341.7956 | 96341.7956 | 96341.7956 | 96341.7956 | 96341.7956 | 96341.7956 | 96341.7956 | 96341.7956 | 96341.7956 | 96341.7956 | 96341.7956 | 96341.7956 | 96341.7956 | 2427420.8508
| Cummulative low emission energy generated (MWh) |  | 100116.9877 | 200233.9754 | 300350.9631 | 400467.9508 | 500584.9385 | 596926.7341 | 693268.5297 | 789610.3253 | 885952.121 | 982293.9166 | 1078635.7122 | 1174977.5078 | 1271319.3034 | 1367661.099 | 1464002.8947 | 1560344.6903 | 1656686.4859 | 1753028.2815 | 1849370.0771 | 1945711.8727 | 2042053.6684 | 2138395.464 | 2234737.2596 | 2331079.0552 | 2427420.8508 | 4854841.7016
Emissions Baseline | Baseline 100% Diesel for solar irrigation and lighting (tCO2eq) |  | 14738.4599 | 14738.4599 | 14738.4599 | 14738.4599 | 14738.4599 | 13731.3896 | 13731.3896 | 13731.3896 | 13731.3896 | 13731.3896 | 13731.3896 | 13731.3896 | 13731.3896 | 13731.3896 | 13731.3896 | 13731.3896 | 13731.3896 | 13731.3896 | 13731.3896 | 13731.3896 | 13731.3896 | 13731.3896 | 13731.3896 | 13731.3896 | 13731.3896 | 348320.0922
| Baseline methane discharge from bio-waste (tCO2eq) |  | 477391.9857 | 477391.9857 | 477391.9857 | 477391.9857 | 477391.9857 | 477391.9857 | 477391.9857 | 477391.9857 | 477391.9857 | 477391.9857 | 477391.9857 | 477391.9857 | 477391.9857 | 477391.9857 | 477391.9857 | 477391.9857 | 477391.9857 | 477391.9857 | 477391.9857 | 477391.9857 | 477391.9857 | 477391.9857 | 477391.9857 | 477391.9857 | 477391.9857 | 11934799.6429
| Baseline Diesel equivallent for biogas generators |  | 0 | 0 | 0 | 0 | 0 | 0 | 0 | 0 | 0 | 0 | 0 | 0 | 0 | 0 | 0 | 0 | 0 | 0 | 0 | 0 | 0 | 0 | 0 | 0 | 0 | 0
| Baseline non sequestration by agro forestry |  | 0 | 0 | 0 | 0 | 0 | 5743266 | 5743266 | 5743266 | 5743266 | 5743266 | 5743266 | 5743266 | 5743266 | 5743266 | 5743266 | 5743266 | 5743266 | 5743266 | 5743266 | 5743266 | 5743266 | 5743266 | 5743266 | 5743266 | 5743266 | 114865320
| Baseline emissions including CRA and Agroforestry (tCO2eq) |  | 492130.4456 | 492130.4456 | 492130.4456 | 492130.4456 | 492130.4456 | 6234389.3754 | 6234389.3754 | 6234389.3754 | 6234389.3754 | 6234389.3754 | 6234389.3754 | 6234389.3754 | 6234389.3754 | 6234389.3754 | 6234389.3754 | 6234389.3754 | 6234389.3754 | 6234389.3754 | 6234389.3754 | 6234389.3754 | 6234389.3754 | 6234389.3754 | 6234389.3754 | 6234389.3754 | 6234389.3754 | 127148439.7351
Abatement (Energy & Waste) | Abatement attributed to solar irrigation systems (tCO2eq) |  | 1: 1007.0702; 2: 1007.0702; 3: 1007.0702; 4: 1007.0702; 5: 1007.0702 | 5035.3512
| Abatement attributed to solar lighting and processing systems (tCO2eq) |  | 13731.3896 | 13731.3896 | 13731.3896 | 13731.3896 | 13731.3896 | 13731.3896 | 13731.3896 | 13731.3896 | 13731.3896 | 13731.3896 | 13731.3896 | 13731.3896 | 13731.3896 | 13731.3896 | 13731.3896 | 13731.3896 | 13731.3896 | 13731.3896 | 13731.3896 | 13731.3896 | 13731.3896 | 13731.3896 | 13731.3896 | 13731.3896 | 13731.3896 | 343284.741
| Abatement attributed to the proportion of bio-waste digested (tCO2eq) |  | 424878.8673 | 424878.8673 | 424878.8673 | 424878.8673 | 424878.8673 | 424878.8673 | 424878.8673 | 424878.8673 | 424878.8673 | 424878.8673 | 424878.8673 | 424878.8673 | 424878.8673 | 424878.8673 | 424878.8673 | 424878.8673 | 424878.8673 | 424878.8673 | 424878.8673 | 424878.8673 | 424878.8673 | 424878.8673 | 424878.8673 | 424878.8673 | 424878.8673 | 10621971.6822
| Abatement attibuted to avoided diesel using biogas for electricity (tCO2eq) |  | 11968.7478 | 11968.7478 | 11968.7478 | 11968.7478 | 11968.7478 | 11968.7478 | 11968.7478 | 11968.7478 | 11968.7478 | 11968.7478 | 11968.7478 | 11968.7478 | 11968.7478 | 11968.7478 | 11968.7478 | 11968.7478 | 11968.7478 | 11968.7478 | 11968.7478 | 11968.7478 | 11968.7478 | 11968.7478 | 11968.7478 | 11968.7478 | 11968.7478 | 299218.6939
Project_Estimates_2 (Biogas)
Renewable penetration (40% of 122,136,259 kWh)
| Annual Generation (MWh) |  | 3256.9669 | 3256.9669 | 3256.9669 | 3256.9669 | 3256.9669 | 3256.9669 | 3256.9669 | 3256.9669 | 3256.9669 | 3256.9669 | 3256.9669 | 3256.9669 | 3256.9669 | 3256.9669 | 3256.9669 | 3256.9669 | 3256.9669 | 3256.9669 | 3256.9669 | 3256.9669 | 3256.9669 | 3256.9669 | 3256.9669 | 3256.9669 | 3256.9669
| Households supported |  | 374.51 | 374.51 | 374.51 | 374.51 | 374.51 | 374.51 | 374.51 | 374.51 | 374.51 | 374.51 | 374.51 | 374.51 | 374.51 | 374.51 | 374.51 | 374.51 | 374.51 | 374.51 | 374.51 | 374.51 | 374.51 | 374.51 | 374.51 | 374.51 | 374.51
| Emissions per household |  | 4.86 | 4.86 | 4.86 | 4.86 | 4.86 | 4.86 | 4.86 | 4.86 | 4.86 | 4.86 | 4.86 | 4.86 | 4.86 | 4.86 | 4.86 | 4.86 | 4.86 | 4.86 | 4.86 | 4.86 | 4.86 | 4.86 | 4.86 | 4.86 | 4.86
| Net CO2 equivalent emission reduction/Yr (tCO2e/yr) |  | 1820.1186 | 1820.1186 | 1820.1186 | 1820.1186 | 1820.1186 | 1820.1186 | 1820.1186 | 1820.1186 | 1820.1186 | 1820.1186 | 1820.1186 | 1820.1186 | 1820.1186 | 1820.1186 | 1820.1186 | 1820.1186 | 1820.1186 | 1820.1186 | 1820.1186 | 1820.1186 | 1820.1186 | 1820.1186 | 1820.1186 | 1820.1186 | 1820.1186
Crop abatement | Crop adaptation
| Emissions avoided per hectare (average across crops and interventions) | 1.292
| Total hectares | 39178
Net CO2 equivalent emission reduction/Yr (tCO2e/yr)
Agroforestry abatement | Please refer to Annex 22B_1, Annex 22B_2 and Annex 22B_3 (FAO - Ex-Ante Carbon Balance Tool) | Agroforestry Hectares (Ha) | 4: Total
|  |  | Guinea | Senegal | Togo
| Total Ha |  | 1: 10000; 2: 20000; 3: 10000; 4: 40000
| Total Carbon Sequestered over duration of accounting (25 years) |  | 1: 1645668; 2: 3291336; 3: 806262; 4: 5743266
| Social Cost of Carbon (USD/tCo2) | 31
| Total Annual Carbon Sequestered (Agroforestry) |  | 0 | 0 | 0 | 0 | 0 | 5743266 | 5743266 | 5743266 | 5743266 | 5743266 | 5743266 | 5743266 | 5743266 | 5743266 | 5743266 | 5743266 | 5743266 | 5743266 | 5743266 | 5743266 | 5743266 | 5743266 | 5743266 | 5743266 | 5743266 | 114865320
| Avoided annual social cost of carbon | [6 empty] | 178041246 | 178041246 | 178041246 | 178041246 | 178041246 | 178041246 | 178041246 | 178041246 | 178041246 | 178041246 | 178041246 | 178041246 | 178041246 | 178041246 | 178041246 | 178041246 | 178041246 | 178041246 | 178041246 | 178041246 | 3560824920
| Ex ante abatement estimates from roads constructions and rehabilitations (tCO2eq) | -58894.4
| Total Estimated Emission Reductions |  | 451586.0749 | 451586.0749 | 451586.0749 | 451586.0749 | 451586.0749 | 6193845.0047 | 6193845.0047 | 6193845.0047 | 6193845.0047 | 6193845.0047 | 6193845.0047 | 6193845.0047 | 6193845.0047 | 6193845.0047 | 6193845.0047 | 6193845.0047 | 6193845.0047 | 6193845.0047 | 6193845.0047 | 6193845.0047 | 6193845.0047 | 6193845.0047 | 6193845.0047 | 6193845.0047 | 6193845.0047
| Total project Emissions by 2030 NDC Contribution (tCO2e) | 33168260.9981
| Total Emissions reductions by 2045 -Project Lifetime (tCo2e) (old) | 126075936.0683
| Total funding (USD) | 271703524.5894
| GCF (USD) | 102790987.6394
| Estimated cost per tCO2e | 2.1551
| Estimated GCF cost per tCO2e | 0.81531

## Summary EFA SCPZ Energy
Biogas production- Financial results
| Parameter | Value
| m3 methane gas available annually | 28501014.0726
| Net tCO2 equivalent emission reduction/Yr | 424878.8673
| Annual Cost Savings from Replacement of Kerosene and Wood Charcoal with biogas ($) | 1655154.7493
| Total Discounted (Soc Disc) Cost Savings from Replacement of Kerosene and Wood Charcoal with biogas ($) over project lifespan | 14539402.0249
| Total Discounted (ESCO Disc) Cost Savings from Replacement of Kerosene and Wood Charcoal with biogas ($) over project lifespan | 9826826.5844
| IRR (Y1 - Y25) | 3.148%
| NPV(Y1 - Y25) at Discount (0.75% implicit for cost of capital) | 2162520.5671
| NPV (Y1 - Y25) at Social Discount | -3310059.1189
| NPV (Y1 - Y25) at ESCO Discount | -4079516.3598
Electricity production from biogas- financial results
| Parameter | Value
| Project Capacity (kW) | 10243.6303
| Total cumulative costs | 101443121.3957
| Annual emissions avoided (tCO2) | -299218.6939
| IRR (20X0-25) |  | 7.641%
| IRR with externalities (20X0-25) |  | 5.345%
| NPV (20X0-25) | Cost of Capital Imp Rate | 23363229.0706
|  | Social Discount | -5839611.3312
|  | ESCO Discount Rate | -10510080.7657
| NPV with externalities | Cost of Capital Imp Rate | 14933862.4088
|  | Social Discount | -8749660.4947
|  | ESCO Discount Rate | -12345789.8183
Electricity production from Solar- financial results
| Parameter | Value
| Solar PV for Irrigation (kW) | 2585.748
| Solar PV for lighting and processing (kW) | 14690.2668
| Total investment | 18568888.841
| Annual emissions avoided (tCO2) | -14738.4599
| IRR (20X0-25) |  | 9.899%
| IRR with externalities (20X0-25) |  | 5.959%
| NPV (20X0-25) | Cost of Capital Imp Rate | 21215096.5986
|  | Social Discount | -1904991.0354
|  | ESCO Discount Rate | -5800164.0348
| NPV with externalities | Cost of Capital Imp Rate | 11391689.7262
|  | Social Discount | -5356142.357
|  | ESCO Discount Rate | -7999583.0856

## SCPZ Biogas Assump& Estimation
SOURCES OF INFORMATION USED IN THE ASSUMPTIONS AND ESTIMATIONS
Biteco (2019) http://www.biteco-energy.com/biogas-yield/
http://www.fao.org/faostat/en/#data/EMN
SGC, (2012). Basic Data on Biogashttp://www.sgc.se/ckfinder/userfiles/files/BasicDataonBiogas2012.pdf
Ammenberg, J et al (2017). https://www.diva-portal.org/smash/get/diva2:1156008/FULLTEXT01.pdf
LGED (2019) https://sswm.info/sites/default/files/reference_attachments/BRC%20ny%20Design%20Biogas%20Plant.pdf
Livestock Manure (Amount excreted in manure (N content) in tonnes (2017)
Luminants. | Livestock count | SAPZs Estimated (2017) | Target for the SAPZ project (Togo, Senegal & Guinea)
Cattle | 4072977 | 0 | 92684.7
Sheep & Goats | 4201714 | 0 | 147146.4
Pigs/Swine | 368992 | 0 | 21306.01
Poultry/Chicken | 8269183.5 | 0 | 454417.745
Feedstock Basis B. Human, Fish, Food and Agrowaste (tonnes/yr)
Fish/aquaculture | 0
Agro-residues | 0
foodwaste
human waste/sewage | 0
Biomethane yield and suitability for anaerobic digestion
Feedstock | Average Discharge (tonne/yr) | Yield of Biogas (m3/tonne TS) | Annual Biogas Generation (m3/yr)
Cattle manure | 3.65 | 42.3 | 14310054.2565
Sheep & Goat manure | 1.825 | 108 | 29002555.44
Pigs/Swine | 1.825 | 47.35 | 1841132.2216
Poultry/Chicken | 0.0365 | 90 | 1492762.2923
Fish/aquaculture | 0.0365 | 90 | 0
agrowaste | 0 | 191.2 | 0
foodwaste | 0 | 100.95 | 0
human waste/sewage | 0.1825 | 64 | 0
Total (m3/yr) |  |  | 46646504.2105
Volume of Digester (m3) |  |  | 24576.6619

## ProgrammeLevelDigesterAnalysis
Biogas Production Potential (m3) and Net Equivalent Emission Reduction (tCo2eq)
Feedstock | Annual Biogas Generation | Model uncertainty correction factor 0.94 | Methane Concentration/ methane conversion factor | m3 methane gas available annually | Annual Methane Mass Rate | Methane prevention/avoidance (1 kg = 0.001 tonne) | CO2eq equivalent emissions from direct discharge into atmosphere | CO2eq emissions from conversion of methane to CO2 during end-use (gas-to-energy) | Net CO2 equivalent emission reduction/Yr
| m3/yr | [M3/yr] | [%] | m3/y | kg/yr | tCH4 | tCo2eq | tCo2eq | tCo2eq
Cattle manure | 14310054.2565 | 13451451.0011 | 0.65 | 8743443.1507 | 5858106.911 | 5858.1069 | 146452.6728 | 16109.794 | 130342.8788
Sheep & Goat | 29002555.44 | 27262402.1136 | 0.65 | 17720561.3738 | 11872776.1205 | 11872.7761 | 296819.403 | 32650.1343 | 264169.2687
Pig/swine | 1841132.2216 | 1730664.2883 | 0.65 | 1124931.7874 | 753704.2976 | 753.7043 | 18842.6074 | 2072.6868 | 16769.9206
Poultry/chicken | 1492762.2923 | 1403196.5548 | 0.65 | 912077.7606 | 611092.0996 | 611.0921 | 15277.3025 | 1680.5033 | 13596.7992
Fish/aquaculture | 0 | 0 | 0.71 | 0 | 0 | 0 | 0 | 0 | 0
Agro/food waste | 0 | 0 | 0.665 | 0 | 0 | 0 | 0 | 0 | 0
Human waste/sewage | 0 | 0 | 0.65 | 0 | 0 | 0 | 0 | 0 | 0
Total | 46646504.2105 | 43847713.9578 |  | 28501014.0726 | 19095679.4286 | 19095.6794 | 477391.9857 | 52513.1184 | 424878.8673
Parameters and Conversion Factors | Values | Sources.
1 m3 of biogas = 0.65 m3 of methane | 0.65 | IRENA 2016
Energy Value of 1 m3 of methane = 37.78 MJ of energy | 34 | Murphy et al 2003; Rahma et al 2017
Energy Value of 1 m3 of biogas = 21 -23 MJ of energy | 21 | IRENA 2016; Rahma et al 2017; Murphy et al 2003
Calorific Value of 1 m3 of biogas = 6kWh | 6 | (SSWM, 2017
1 m3/day of biogas = 8,060 MJ/year | 8060 | IRENA 2016
Energy Value of 1 kg (or 0.00174 m3) = of fuel wood = 16 MJ | 16 | Rahma et al 2017.
Energy Value of 1 kg (or 0.00174 m3) =of kerosene = 43 MJ | 43 | Rahma et al 2017.
Efficiency of biogas cookstove = 60% | 60% | Rahma et al 2017.
Efficiency of kerosene lighting = 6% | 6% | Rahma et al 2017.
Efficiency of fuelwood for cooking = 15% | 15% | Rahma et al 2017.
Capacity utilization Factor of biodigester = 80% | 80% | Rahma et al 2017.
Capacity utilization Factor of Genset = 55% | 54.96% | Rahma et al 2017.
Genset Efficiency 1 | 30% | Assumption based on Murphy et al 2004
Cost of biodigester = $300/m3 | 300 | Assumption based Amigun and Blottnitz (2010) and Idan (2012)
Price per cubic meter of methane | 0.22 | IRENA 2017
Price per liter of Kerosene = $1.6 | 1.6 | Tracy and Jacobson 2012.
Price per kg of Kerosene = 1 | 1 | Rahma et al 2017.
Price per Tonne of Fuelwood/Wood charcoal = $278 | 278 | FAOSTATS
Price pere kg of Urea = $0.25 | 0.25 | Rahma et al 2017.
Urea Utilization | 0.0002 | Assumption based on Rahman et al 2017
Uncertainty and Market Adjustment for biogas and urea | 0.1
Uncertainty and Market Adjustment for Kerosene and wood charcoal | 0.1
Quality and Standards Agjustment for replacements | 0.01
1 cubic meter = 852.113 kg | 852.113
1 kg = 0.001174 1 cubic meter | 0.001174
1 liter = 0.001 cubic meters | 0.001
1 tonne = 2.832 cubic meters | 2.832
1GWh = 1000000 kWh | 1000000
1 GWh = 3.6 Terajoule (TJ) | 3.6
1 GWh = 1000 MWh | 1000
1 kWh = 3.6 MJ. | 3.6
1 MWh = 1000 kWh | 1000
1 liter = 1 kg | 1
1 tonne = 1000 kg | 1000
kW to Kwh= E(kWh) = P(kW) × t(h)
kWh to Kw= P(kW) = E(kWh) / t(h)
Assumptions for Financial Terms
Interest rate from GCF | 0% | Sovereign operation
Cost of borrowing from GCF | 0.75%
Social Discount rate | 12% | Africa/AfDB
Private Escos Discount rate | 20% | As build up
Dimensions of Facilities
Retention time [days] | 20
Total Volume of digester [m3] | 24576.6619
Annual biogas Generation Adjusted for Capacity Utilization (m3) | 37317203.3684
Annual biogas generation adjusted for Cap. Utilization and efficiency | 22390322.021
Annual Equivalent utilization in Kerosene (liter) of 30% | 825243297.3462
Annual Equivalent utilization in Fuelwood (tonne) of 70% | 632494.9723
Annual bioslurry utilization as fertilizer (urea) kg | 6357274.8498
Genset Power output [kWh] | 81631382.3683
Genset Power output Adjusted for Capacity Utilization [kWh] | 44867100.6061
Project Power Capacity (kW) | 10243.6303
Expected Expenditure |  | Project Year | Y1 | Y2 | Y3 | Y4 | Y5 | Y6 | Y7 | Y8 | Y9 | Y10 | Y11 | Y12 | Y13 | Y14 | Y15 | Y16 | Y17 | Y18 | Y19 | Y20 | Y21 | Y22 | Y23 | Y24 | Y25
|  | Discounting Time | 0 | 1 | 2 | 3 | 4 | 5 | 6 | 7 | 8 | 9 | 10 | 11 | 12 | 13 | 14 | 15 | 16 | 17 | 18 | 19 | 20 | 21 | 22 | 23 | 24
Total Costs of biodigester and Accessories (US$300/m3) | 7372998.558 |  | 7372998.558 | 0 | 0 | 0 | 0 | 0 | 0 | 0 | 0 | 0 | 0 | 0 | 0 | 0 | 0 | 0 | 0 | 0 | 0 | 0 | 0 | 0 | 0 | 0 | 0
O&M (Annual Average 5%) of digester costs. | 368649.9279 |  | 368649.9279 | 368649.9279 | 368649.9279 | 368649.9279 | 368649.9279 | 368649.9279 | 368649.9279 | 368649.9279 | 368649.9279 | 368649.9279 | 368649.9279 | 368649.9279 | 368649.9279 | 368649.9279 | 368649.9279 | 368649.9279 | 368649.9279 | 368649.9279 | 368649.9279 | 368649.9279 | 368649.9279 | 368649.9279 | 368649.9279 | 368649.9279 | 368649.9279
Total Costs of Biodigester Operation | 7741648.4859 |  | 7741648.4859 | 368649.9279 | 368649.9279 | 368649.9279 | 368649.9279 | 368649.9279 | 368649.9279 | 368649.9279 | 368649.9279 | 368649.9279 | 368649.9279 | 368649.9279 | 368649.9279 | 368649.9279 | 368649.9279 | 368649.9279 | 368649.9279 | 368649.9279 | 368649.9279 | 368649.9279 | 368649.9279 | 368649.9279 | 368649.9279 | 368649.9279 | 368649.9279
Discounted Expenditure (Social Discount Rate) |  |  | 7741648.4859 | 329151.7213 | 293885.4655 | 262397.737 | 234283.6938 | 209181.8695 | 186769.5263 | 166758.5056 | 148891.5229 | 132938.8597 | 118695.4105 | 105978.045 | 94623.2545 | 84485.0487 | 75433.0792 | 67350.9635 | 60134.7889 | 53691.7758 | 47939.0855 | 42802.7549 | 38216.7455 | 34122.0942 | 30466.1555 | 27201.9246 | 24287.4326
Discounted Expenditure (ESCO Discount Rate) |  |  | 7741648.4859 | 307208.2733 | 256006.8944 | 213339.0786 | 177782.5655 | 148152.1379 | 123460.115 | 102883.4291 | 85736.1909 | 71446.8258 | 59539.0215 | 49615.8512 | 41346.5427 | 34455.4523 | 28712.8769 | 23927.3974 | 19939.4978 | 16616.2482 | 13846.8735 | 11539.0612 | 9615.8844 | 8013.237 | 6677.6975 | 5564.7479 | 4637.2899
Expected Revenue |  |  | Y1 | Y2 | Y3 | Y4 | Y5 | Y6 | Y7 | Y8 | Y9 | Y10 | Y11 | Y12 | Y13 | Y14 | Y15 | Y16 | Y17 | Y18 | Y19 | Y20 | Y21 | Y22 | Y23 | Y24 | Y25
Expected Revenue from methane | 627022.3096 |  | 627022.3096 | 627022.3096 | 627022.3096 | 627022.3096 | 627022.3096 | 627022.3096 | 627022.3096 | 627022.3096 | 627022.3096 | 627022.3096 | 627022.3096 | 627022.3096 | 627022.3096 | 627022.3096 | 627022.3096 | 627022.3096 | 627022.3096 | 627022.3096 | 627022.3096 | 627022.3096 | 627022.3096 | 627022.3096 | 627022.3096 | 627022.3096 | 627022.3096
Equivalent revenue from fertilizer/urea | 158931.8712 |  | 158931.8712 | 158931.8712 | 158931.8712 | 158931.8712 | 158931.8712 | 158931.8712 | 158931.8712 | 158931.8712 | 158931.8712 | 158931.8712 | 158931.8712 | 158931.8712 | 158931.8712 | 158931.8712 | 158931.8712 | 158931.8712 | 158931.8712 | 158931.8712 | 158931.8712 | 158931.8712 | 158931.8712 | 158931.8712 | 158931.8712 | 158931.8712 | 158931.8712
Total Expected Revenue | 785954.1808 |  | 785954.1808 | 785954.1808 | 785954.1808 | 785954.1808 | 785954.1808 | 785954.1808 | 785954.1808 | 785954.1808 | 785954.1808 | 785954.1808 | 785954.1808 | 785954.1808 | 785954.1808 | 785954.1808 | 785954.1808 | 785954.1808 | 785954.1808 | 785954.1808 | 785954.1808 | 785954.1808 | 785954.1808 | 785954.1808 | 785954.1808 | 785954.1808 | 785954.1808
Discounted Revenue (Social Discount Rate) |  |  | 785954.1808 | 701744.8043 | 626557.861 | 559426.6616 | 499488.0907 | 445971.5096 | 398188.8478 | 355525.757 | 317433.7116 | 283422.9568 | 253056.2114 | 225943.0459 | 201734.8624 | 180120.4129 | 160821.7972 | 143590.8904 | 128206.1521 | 114469.7787 | 102205.1595 | 91254.6067 | 81477.3274 | 72747.6138 | 64953.2266 | 57993.9523 | 51780.3146
Discounted Revenue (ESCO Discount Rate) |  |  | 785954.1808 | 654961.8174 | 545801.5145 | 454834.5954 | 379028.8295 | 315857.3579 | 263214.4649 | 219345.3874 | 182787.8229 | 152323.1857 | 126935.9881 | 105779.9901 | 88149.9917 | 73458.3264 | 61215.272 | 51012.7267 | 42510.6056 | 35425.5047 | 29521.2539 | 24601.0449 | 20500.8707 | 17084.059 | 14236.7158 | 11863.9298 | 9886.6082
Annual Cash flow |  |  | -6955694.3051 | 417304.2529 | 417304.2529 | 417304.2529 | 417304.2529 | 417304.2529 | 417304.2529 | 417304.2529 | 417304.2529 | 417304.2529 | 417304.2529 | 417304.2529 | 417304.2529 | 417304.2529 | 417304.2529 | 417304.2529 | 417304.2529 | 417304.2529 | 417304.2529 | 417304.2529 | 417304.2529 | 417304.2529 | 417304.2529 | 417304.2529 | 417304.2529
Potential Cost Savings from Replacements |  |  | Y1 | Y2 | Y3 | Y4 | Y5 | Y6 | Y7 | Y8 | Y9 | Y10 | Y11 | Y12 | Y13 | Y14 | Y15 | Y16 | Y17 | Y18 | Y19 | Y20 | Y21 | Y22 | Y23 | Y24 | Y25
Equivalent Cost Savings from Kerosene (30%) | 1320389.2758 |  | 1320389.2758 | 1320389.2758 | 1320389.2758 | 1320389.2758 | 1320389.2758 | 1320389.2758 | 1320389.2758 | 1320389.2758 | 1320389.2758 | 1320389.2758 | 1320389.2758 | 1320389.2758 | 1320389.2758 | 1320389.2758 | 1320389.2758 | 1320389.2758 | 1320389.2758 | 1320389.2758 | 1320389.2758 | 1320389.2758 | 1320389.2758 | 1320389.2758 | 1320389.2758 | 1320389.2758 | 1320389.2758
Equivalent Cost Savings from wood charcoal | 175833.6023 |  | 175833.6023 | 175833.6023 | 175833.6023 | 175833.6023 | 175833.6023 | 175833.6023 | 175833.6023 | 175833.6023 | 175833.6023 | 175833.6023 | 175833.6023 | 175833.6023 | 175833.6023 | 175833.6023 | 175833.6023 | 175833.6023 | 175833.6023 | 175833.6023 | 175833.6023 | 175833.6023 | 175833.6023 | 175833.6023 | 175833.6023 | 175833.6023 | 175833.6023
Equivalent Cost Saving from fertilizer/urea | 158931.8712 |  | 158931.8712 | 158931.8712 | 158931.8712 | 158931.8712 | 158931.8712 | 158931.8712 | 158931.8712 | 158931.8712 | 158931.8712 | 158931.8712 | 158931.8712 | 158931.8712 | 158931.8712 | 158931.8712 | 158931.8712 | 158931.8712 | 158931.8712 | 158931.8712 | 158931.8712 | 158931.8712 | 158931.8712 | 158931.8712 | 158931.8712 | 158931.8712 | 158931.8712
Total Cost Savings from Replacement | 1655154.7493 |  | 1655154.7493 | 1655154.7493 | 1655154.7493 | 1655154.7493 | 1655154.7493 | 1655154.7493 | 1655154.7493 | 1655154.7493 | 1655154.7493 | 1655154.7493 | 1655154.7493 | 1655154.7493 | 1655154.7493 | 1655154.7493 | 1655154.7493 | 1655154.7493 | 1655154.7493 | 1655154.7493 | 1655154.7493 | 1655154.7493 | 1655154.7493 | 1655154.7493 | 1655154.7493 | 1655154.7493 | 1655154.7493
Discounted Cost Saving (Social Discount Rate) |  |  | 1655154.7493 | 1477816.7405 | 1319479.2326 | 1178106.4576 | 1051880.7657 | 939179.2551 | 838552.9064 | 748707.9521 | 668489.243 | 596865.3955 | 532915.5317 | 475817.439 | 424836.9991 | 379318.7492 | 338677.4547 | 302390.5845 | 269991.5933 | 241063.9226 | 215235.6452 | 192174.6832 | 171584.5386 | 153200.4809 | 136786.1436 | 122130.4854 | 109045.0762
Discounted Cost Saving (ESCO Discount Rate) |  |  | 1655154.7493 | 1379295.6244 | 1149413.0204 | 957844.1836 | 798203.4864 | 665169.572 | 554307.9766 | 461923.3139 | 384936.0949 | 320780.0791 | 267316.7326 | 222763.9438 | 185636.6198 | 154697.1832 | 128914.3193 | 107428.5994 | 89523.8329 | 74603.1941 | 62169.3284 | 51807.7737 | 43173.1447 | 35977.6206 | 29981.3505 | 24984.4587 | 20820.3823
Potential Carbon Emission Avoidance
Annual Equivalent utilization in Kerosene (kg) of 30% | 82524329.7346 |  | 82524329.7346 | 82524329.7346 | 82524329.7346 | 82524329.7346 | 82524329.7346 | 82524329.7346 | 82524329.7346 | 82524329.7346 | 82524329.7346 | 82524329.7346 | 82524329.7346 | 82524329.7346 | 82524329.7346 | 82524329.7346 | 82524329.7346 | 82524329.7346 | 82524329.7346 | 82524329.7346 | 82524329.7346 | 82524329.7346 | 82524329.7346 | 82524329.7346 | 82524329.7346 | 82524329.7346 | 82524329.7346
Annual Power Output of kerosene (kWh) | 59142436.3098 |  | 59142436.3098 | 59142436.3098 | 59142436.3098 | 59142436.3098 | 59142436.3098 | 59142436.3098 | 59142436.3098 | 59142436.3098 | 59142436.3098 | 59142436.3098 | 59142436.3098 | 59142436.3098 | 59142436.3098 | 59142436.3098 | 59142436.3098 | 59142436.3098 | 59142436.3098 | 59142436.3098 | 59142436.3098 | 59142436.3098 | 59142436.3098 | 59142436.3098 | 59142436.3098 | 59142436.3098 | 59142436.3098
Annual Power Output of kerosene (kWh) Adjusted for Capacity Utilization | 32506489.0857 |  | 32506489.0857 | 32506489.0857 | 32506489.0857 | 32506489.0857 | 32506489.0857 | 32506489.0857 | 32506489.0857 | 32506489.0857 | 32506489.0857 | 32506489.0857 | 32506489.0857 | 32506489.0857 | 32506489.0857 | 32506489.0857 | 32506489.0857 | 32506489.0857 | 32506489.0857 | 32506489.0857 | 32506489.0857 | 32506489.0857 | 32506489.0857 | 32506489.0857 | 32506489.0857 | 32506489.0857 | 32506489.0857
Annual Equivalent utilization in Wood Charcoal (kg) of 70% | 63249497.2345 |  | 63249497.2345 | 63249497.2345 | 63249497.2345 | 63249497.2345 | 63249497.2345 | 63249497.2345 | 63249497.2345 | 63249497.2345 | 63249497.2345 | 63249497.2345 | 63249497.2345 | 63249497.2345 | 63249497.2345 | 63249497.2345 | 63249497.2345 | 63249497.2345 | 63249497.2345 | 63249497.2345 | 63249497.2345 | 63249497.2345 | 63249497.2345 | 63249497.2345 | 63249497.2345 | 63249497.2345 | 63249497.2345
Annual Power Output of Wood Charcoal (kWh) | 42166331.4897 |  | 42166331.4897 | 42166331.4897 | 42166331.4897 | 42166331.4897 | 42166331.4897 | 42166331.4897 | 42166331.4897 | 42166331.4897 | 42166331.4897 | 42166331.4897 | 42166331.4897 | 42166331.4897 | 42166331.4897 | 42166331.4897 | 42166331.4897 | 42166331.4897 | 42166331.4897 | 42166331.4897 | 42166331.4897 | 42166331.4897 | 42166331.4897 | 42166331.4897 | 42166331.4897 | 42166331.4897 | 42166331.4897
Annual Power Output of Wood Charcoal (kWh) Adjusted for Capacity Utilization | 23175903.4608 |  | 23175903.4608 | 23175903.4608 | 23175903.4608 | 23175903.4608 | 23175903.4608 | 23175903.4608 | 23175903.4608 | 23175903.4608 | 23175903.4608 | 23175903.4608 | 23175903.4608 | 23175903.4608 | 23175903.4608 | 23175903.4608 | 23175903.4608 | 23175903.4608 | 23175903.4608 | 23175903.4608 | 23175903.4608 | 23175903.4608 | 23175903.4608 | 23175903.4608 | 23175903.4608 | 23175903.4608 | 23175903.4608
Summary. | Values
Annual Cost Savings from Replacement of Kerosene and Wood Charcoal with biogas ($) | 1655154.7493
Total Discounted (Soc Disc) Cost Savings from Replacement of Kerosene and Wood Charcoal with biogas ($) over project lifespan | 14539402.0249
Total Discounted (ESCO Disc) Cost Savings from Replacement of Kerosene and Wood Charcoal with biogas ($) over project lifespan | 9826826.5844
IRR (Y1 - Y25) | 3.148%
NPV(Y1 - Y25) at Discount (0.75% implicit for cost of capital) | 2162520.5671
NPV (Y1 - Y25) at Social Discount | -3310059.1189
NPV (Y1 - Y25) at ESCO Discount | -4079516.3598
References.
IRENA 2016. Measuring small-scale biogas capacity and production
Murphy et al (2003). Murphy, J.D., McKeogh, E. and Kiely, G. (2004) Technical/Economic/Environmental Analysis of Biogas Utilisation. Applied Energy, 77, 407-427. https://www.ucc.ie/en/media/research/hydromet/MurphyPaper.2004.pdf
Rahman et al (2017). Md Mizanur Rahman, Mohd Faizal Hasan, Aminuddin Saat, and Mazlan Abdul Wahid (2017). Economics of biogas plants and solar home systems: For household energy applications. Journal of Advanced Research in Fluid Mechanics and Thermal Sciences Volume 33, Issue 1 (2017) 14-26. https://www.researchgate.net/publication/318503013
Jennifer Tracy and Arne Jacobson. The True Cost of Kerosene in Rural Africa https://www.lightingglobal.org/wp-content/uploads/2012/04/40_kerosene_pricing_Lighting_Africa_Report.pdf
FAOSTAT. http://www.fao.org/faostat/en/#data/FO
IPCC Emissions Factor Database. Greenhouse Gas Protocol. Calculation Tools. ghgprotocol.org/calculation-tools | Emission Factors

## ProgrBiogas Electricity Fin Anl
Technology Assumptions |  |  | Source.
Project Capacity (kW) |  | 10243.6303
Capital Cost ($/kW) |  | 2570 | IRENA (2012)
Installed Capital Cost ($/kW) |  | 26326129.8077 |  | Grid Emission Factor | gCO2/kwh
Fixed O&M ($/kW) | USD / kW | 0 |  | Guinea | 677
Fixed O&M Escalation | USD / kW | 0 |  | Senegal | 674
Variable O&M ($/kWh) | USD / kWh | 0 |  | Togo | 527
Total O & M ($/kWh) | USD / kWh | 0.009 |  |  | 1878
Capacity factor Biogas Power System | % | 30% | Assumption |  | 469.5 | 626 | Guinea, Senegal and Togo
Capacity factor diesel | % | 44% | Assumption | Combined Margin Grid Emission Factor, gCO2/kWh
Hours per year | Hour / Year | 4380 |  | The IFI Dataset of Default Grid Factors
v.2.0
Electricity price (grid) | USD / kWh | 0.08 | Assumption based on Trimble et. al/ World Bank 2016
Electricty price (diesel) | USD / kWh | 0.23 | Assumption based on IEA 2020 for Countries with Diesel based power systems
Emission factor (grid) | kg / kWh | 0.4695 | Average based on IFI Dataset
Adjusted Emission Factor (grid) | kg / kWh | 0.626
Emission factor of Diesel per GJ | Kg CO2/GJ | 0.0741 | https://ghgprotocol.org/sites/default/files/Emission_Factors_from_Cross_Sector_Tools_March_2017.xlsx
Emission factor (diesel) | kg / kWh | 0.64 | Assumption based on AE GHG Tool
Degradation | % | 0%
Total Capital Cost | USD | 26326129.8077
1000 kWh | 1 | MWh
Kilogram per ton | 1000 | Kg / Ton
GJ per kWh | 0.0036 | GJ / kWh
Financial/Economic Assumptions
Debt Percentage | % | 100%
Interest Rate | % | 0%
Debt Term | Years | 25
Economic Life | Years | 25
Cost of Equity | % | 14.7% | Assumption
Cost of Capital Implicit Discount Rate | % | 0.75%
Social Discount Rate | % | 12% | AE/Africa
Private ESCO Discount Rate | % | 20% | Build up
Project summary
Cumulative capital investment | 26326129.8077 | USD
Cumulative O&M costs | 10095097.6364 | USD
Total cumulative costs | 36421227.4441 | USD
Avoided electricity expenditure | -55093096.2237 | USD
Avoided social cost of carbon | -9928797.728 | USD
Net cumulative costs | 101443121.3957 | USD
Project summary (per kWh)
Cumulative capital investment | 0.02347 | USD
Cumulative O&M costs | 0.009 | USD
Total cumulative costs | 0.03247 | USD
Avoided electricity expenditure | -0.049117 | USD
Avoided social cost of carbon | -0.0088517 | USD
Net cumulative costs | 0.090439 | USD
LCOE
LCOE | USD2019 / kWh | 0.12723
LCOE (with externalities) | USD2019 / kWh | 0.13551
LCOE | USD2019 / GJ | 35.341
LCOE (with externalities) | USD2019 / GJ | 37.6412
Electricity expenditure and emissions | Unit
Avoided electricity expenditure (grid) | USD | -52974130.9843
Avoided electricity expenditure (diesel) | USD | 115277496.2885
Avoided emissions (grid) | Kg | 526627593.3641
Avoided emissions (diesel) | Kg | 717873609.6976
Cumulative generation | kWh | 1121677515.1525
Cumulative avoided emissions (grid) | Tons | -299218.6939
Year |  | 20X1 | 20X2 | 20X3 | 20X4 | 20X5 | 20X6 | 20X7 | 20X8 | 20X9 | 20X10 | 20X11 | 20X12 | 20X13 | 20X14 | 20X15 | 20X16 | 20X17 | 20X18 | 20X19 | 20X20 | 20X21 | 20X22 | 20X23 | 20X24 | 20X25 | 20X26 | 20X27 | 20X28 | 20X29 | 20X30 | 20X31 | 20X32 | 20X33 | 20X34 | 20X35 | 20X36
Time step for discounting |  | 0 | 1 | 2 | 3 | 4 | 5 | 6 | 7 | 8 | 9 | 10 | 11 | 12 | 13 | 14 | 15 | 16 | 17 | 18 | 19 | 20 | 21 | 22 | 23 | 24 | 25 | 26 | 27 | 28 | 29 | 30 | 31 | 32 | 33 | 34 | 35
Annual Generation (kWh) | kWh / Year | 44867100.6061 | 44867100.6061 | 44867100.6061 | 44867100.6061 | 44867100.6061 | 44867100.6061 | 44867100.6061 | 44867100.6061 | 44867100.6061 | 44867100.6061 | 44867100.6061 | 44867100.6061 | 44867100.6061 | 44867100.6061 | 44867100.6061 | 44867100.6061 | 44867100.6061 | 44867100.6061 | 44867100.6061 | 44867100.6061 | 44867100.6061 | 44867100.6061 | 44867100.6061 | 44867100.6061 | 44867100.6061 | 44867100.6061 | 0 | 0 | 0 | 0 | 0 | 0 | 0 | 0 | 0 | 0
Cumulative generation | kWh | 0: 1121677515.1525
Annual O&M costs | Unit
Total O & M Cost ($/kWh) | 0.009
Annual O&M | USD / Year | 403803.9055 | 403803.9055 | 403803.9055 | 403803.9055 | 403803.9055 | 403803.9055 | 403803.9055 | 403803.9055 | 403803.9055 | 403803.9055 | 403803.9055 | 403803.9055 | 403803.9055 | 403803.9055 | 403803.9055 | 403803.9055 | 403803.9055 | 403803.9055 | 403803.9055 | 403803.9055 | 403803.9055 | 403803.9055 | 403803.9055 | 403803.9055 | 403803.9055 | 1642768.8674 | 0 | 0 | 0 | 0 | 0 | 0 | 0 | 0 | 0 | 0
Variable O&M | USD / Year | 0 | 0 | 0 | 0 | 0 | 0 | 0 | 0 | 0 | 0 | 0 | 0 | 0 | 0 | 0 | 0 | 0 | 0 | 0 | 0 | 0 | 0 | 0 | 0 | 0 | 0 | 0 | 0 | 0 | 0 | 0 | 0 | 0 | 0 | 0 | 0
Fuel cost diesel | USD / Year | 0 | 0 | 0 | 0 | 0 | 0 | 0 | 0 | 0 | 0 | 0 | 0 | 0 | 0 | 0 | 0 | 0 | 0 | 0 | 0 | 0 | 0 | 0 | 0 | 0 | 0 | 0 | 0 | 0 | 0 | 0 | 0 | 0 | 0 | 0 | 0
Operating Expenses | USD / Year | 403803.9055 | 403803.9055 | 403803.9055 | 403803.9055 | 403803.9055 | 403803.9055 | 403803.9055 | 403803.9055 | 403803.9055 | 403803.9055 | 403803.9055 | 403803.9055 | 403803.9055 | 403803.9055 | 403803.9055 | 403803.9055 | 403803.9055 | 403803.9055 | 403803.9055 | 403803.9055 | 403803.9055 | 403803.9055 | 403803.9055 | 403803.9055 | 403803.9055 | 1642768.8674 | 0 | 0 | 0 | 0 | 0 | 0 | 0 | 0 | 0 | 0
Cumulative O&M costs solar | Unit
Fixed O&M | USD | 0: 10095097.6364
Variable O&M | USD | 0: 0
Total cumulative O&M | USD | 0: 10095097.6364
Capital investment | Unit | 1 | 2 | 3 | 4 | 5 | 6 | 7 | 8 | 9 | 10
Total years of financing | Year | bar: 10095097.6364 1
Annual capital investment | USD / Year | 26326129.8077 | 0 | 0 | 0 | 0 | 0 | 0 | 0 | 0 | 0
Financing payments | Unit
Interest Payment | USD / Year |  | 0 | 0 | 0 | 0 | 0 | 0 | 0 | 0 | 0 | 0 | 0 | 0 | 0 | 0 | 0 | 0 | 0 | 0 | 0 | 0 | 0 | 0 | 0 | 0 | 0 | 0 | 0 | 0 | 0 | 0 | 0 | 0 | 0 | 0 | 0
Principal Payment | USD / Year |  | 1053045.1923 | 1053045.1923 | 1053045.1923 | 1053045.1923 | 1053045.1923 | 1053045.1923 | 1053045.1923 | 1053045.1923 | 1053045.1923 | 1053045.1923 | 1053045.1923 | 1053045.1923 | 1053045.1923 | 1053045.1923 | 1053045.1923 | 1053045.1923 | 1053045.1923 | 1053045.1923 | 1053045.1923 | 1053045.1923 | 1053045.1923 | 1053045.1923 | 1053045.1923 | 1053045.1923 | 1053045.1923 | 0 | 0 | 0 | 0 | 0 | 0 | 0 | 0 | 0 | 0
Total costs of financing | USD / Year | 26326129.8077 | 1053045.1923 | 1053045.1923 | 1053045.1923 | 1053045.1923 | 1053045.1923 | 1053045.1923 | 1053045.1923 | 1053045.1923 | 1053045.1923 | 1053045.1923 | 1053045.1923 | 1053045.1923 | 1053045.1923 | 1053045.1923 | 1053045.1923 | 1053045.1923 | 1053045.1923 | 1053045.1923 | 1053045.1923 | 1053045.1923 | 1053045.1923 | 1053045.1923 | 1053045.1923 | 1053045.1923 | 1053045.1923 | 0 | 0 | 0 | 0 | 0 | 0 | 0 | 0 | 0 | 0
Total Annual cost | USD / Year | 26729933.7131 | 1456849.0978 | 1456849.0978 | 1456849.0978 | 1456849.0978 | 1456849.0978 | 1456849.0978 | 1456849.0978 | 1456849.0978 | 1456849.0978 | 1456849.0978 | 1456849.0978 | 1456849.0978 | 1456849.0978 | 1456849.0978 | 1456849.0978 | 1456849.0978 | 1456849.0978 | 1456849.0978 | 1456849.0978 | 1456849.0978 | 1456849.0978 | 1456849.0978 | 1456849.0978 | 1456849.0978 | 2695814.0597 | 0 | 0 | 0 | 0 | 0 | 0 | 0 | 0 | 0 | 0
|  | Upfront payment | Debt Service
Equity payment | USD / Year |  | 0 | 0 | 0 | 0 | 0 | 0 | 0 | 0 | 0 | 0 | 0 | 0 | 0 | 0 | 0 | 0 | 0 | 0 | 0 | 0 | 0 | 0 | 0 | 0 | 0 | 0 | 0 | 0 | 0 | 0 | 0 | 0 | 0 | 0 | 0
Equity funding | USD | 10095097.6364 1: 0
NPV Energy | kWh2019 / Year | 44867100.6061 | 37389250.5051 | 31157708.7542 | 25964757.2952 | 21637297.746 | 18031081.455 | 15025901.2125 | 12521584.3437 | 10434653.6198 | 8695544.6832 | 7246287.236 | 6038572.6966 | 5032143.9139 | 4193453.2616 | 3494544.3846 | 2912120.3205 | 2426766.9338 | 2022305.7781 | 1685254.8151 | 1404379.0126 | 1170315.8438 | 975263.2032 | 812719.336 | 677266.1133 | 564388.4278 | 470323.6898 | 0 | 0 | 0 | 0 | 0 | 0 | 0 | 0 | 0 | 0
Present Value Cost | USD2019 / Year | 26729933.7131 | 1214040.9148 | 1011700.7623 | 843083.9686 | 702569.9738 | 585474.9782 | 487895.8152 | 406579.846 | 338816.5383 | 282347.1153 | 235289.2627 | 196074.3856 | 163395.3213 | 136162.7678 | 113468.9731 | 94557.4776 | 78797.898 | 65664.915 | 54720.7625 | 45600.6354 | 38000.5295 | 31667.1079 | 26389.2566 | 21991.0472 | 18325.8726 | 28259.1297 | 0 | 0 | 0 | 0 | 0 | 0 | 0 | 0 | 0 | 0
Present Value Cost (with externalities) | USD2019 / Year | 27100964.8936 | 1523233.5652 | 1269361.3043 | 1057801.087 | 881500.9058 | 734584.0882 | 612153.4068 | 510127.839 | 425106.5325 | 354255.4438 | 295212.8698 | 246010.7248 | 205008.9374 | 170840.7811 | 142367.3176 | 118639.4313 | 98866.1928 | 82388.494 | 68657.0783 | 57214.2319 | 47678.5266 | 39732.1055 | 33110.0879 | 27591.7399 | 22993.1166 | 35104.4558 | 0 | 0 | 0 | 0 | 0 | 0 | 0 | 0 | 0 | 0
(1) Present value revenues if all sold | USD2019 / Year | 3589368.0485 | 2991140.0404 | 2492616.7003 | 2077180.5836 | 1730983.8197 | 1442486.5164 | 1202072.097 | 1001726.7475 | 834772.2896 | 695643.5747 | 579702.9789 | 483085.8157 | 402571.5131 | 335476.2609 | 279563.5508 | 232969.6256 | 194141.3547 | 161784.4623 | 134820.3852 | 112350.321 | 93625.2675 | 78021.0563 | 65017.5469 | 54181.2891 | 45151.0742 | 37625.8952 | 0 | 0 | 0 | 0 | 0 | 0 | 0 | 0 | 0 | 0
(2) Present value revenues if consumed | USD2019 / Year | -2118965.2394 | -1765804.3661 | -1471503.6385 | -1226253.032 | -1021877.5267 | -851564.6056 | -709637.1713 | -591364.3094 | -492803.5912 | -410669.6593 | -342224.7161 | -285187.2634 | -237656.0529 | -198046.7107 | -165038.9256 | -137532.438 | -114610.365 | -95508.6375 | -79590.5312 | -66325.4427 | -55271.2023 | -46059.3352 | -38382.7793 | -31985.6495 | -26654.7079 | -22212.2566 | 0 | 0 | 0 | 0 | 0 | 0 | 0 | 0 | 0 | 0
Present value externalities | USD2019 / Year | -371031.1805 | -309192.6504 | -257660.542 | -214717.1183 | -178930.9319 | -149109.11 | -124257.5916 | -103547.993 | -86289.9942 | -71908.3285 | -59923.6071 | -49936.3392 | -41613.616 | -34678.0134 | -28898.3445 | -24081.9537 | -20068.2948 | -16723.579 | -13936.3158 | -11613.5965 | -9677.9971 | -8064.9976 | -6720.8313 | -5600.6928 | -4667.244 | -6845.3261 | 0 | 0 | 0 | 0 | 0 | 0 | 0 | 0 | 0 | 0
Emissions relative to grid electricity | Unit
Annual emissions Avoided (tCO2eq) | Ton / Year | -11968.7478 | -11968.7478 | -11968.7478 | -11968.7478 | -11968.7478 | -11968.7478 | -11968.7478 | -11968.7478 | -11968.7478 | -11968.7478 | -11968.7478 | -11968.7478 | -11968.7478 | -11968.7478 | -11968.7478 | -11968.7478 | -11968.7478 | -11968.7478 | -11968.7478 | -11968.7478 | -11968.7478 | -11968.7478 | -11968.7478 | -11968.7478 | -11968.7478 | -21065.1037 | 0 | 0 | 0 | 0 | 0 | 0 | 0 | 0 | 0 | 0
Cumulative Avoided Emissions | Tons | 10095097.6364 1: -299218.6939
Avoided electricity cost | Unit
Avoided electricity cost (grid) | USD / Year | -2118965.2394 | -2118965.2394 | -2118965.2394 | -2118965.2394 | -2118965.2394 | -2118965.2394 | -2118965.2394 | -2118965.2394 | -2118965.2394 | -2118965.2394 | -2118965.2394 | -2118965.2394 | -2118965.2394 | -2118965.2394 | -2118965.2394 | -2118965.2394 | -2118965.2394 | -2118965.2394 | -2118965.2394 | -2118965.2394 | -2118965.2394 | -2118965.2394 | -2118965.2394 | -2118965.2394 | -2118965.2394 | -2118965.2394 | 0 | 0 | 0 | 0 | 0 | 0 | 0 | 0 | 0 | 0
Cumulative avoided electricity cost (grid) | USD | 10095097.6364 1: -55093096.2237
Externalities
Avoided social cost of carbon (SCC) | Unit
Social cost of carbon per ton of CO2 | USD / Ton | 10095097.6364 1: 31
Avoided annual social cost of carbon | USD / Year | -371031.1805 | -371031.1805 | -371031.1805 | -371031.1805 | -371031.1805 | -371031.1805 | -371031.1805 | -371031.1805 | -371031.1805 | -371031.1805 | -371031.1805 | -371031.1805 | -371031.1805 | -371031.1805 | -371031.1805 | -371031.1805 | -371031.1805 | -371031.1805 | -371031.1805 | -371031.1805 | -371031.1805 | -371031.1805 | -371031.1805 | -371031.1805 | -371031.1805 | -653018.2158 | 0 | 0 | 0 | 0 | 0 | 0 | 0 | 0 | 0 | 0
Cumulative social cost of carbon | USD | 10095097.6364 1: -9928797.728
Additional costs of carbon compared to grid | USD / Year | -653018.2158 | -653018.2158 | -653018.2158 | -653018.2158 | -653018.2158 | -653018.2158 | -653018.2158 | -653018.2158 | -653018.2158 | -653018.2158 | -653018.2158 | -653018.2158 | -653018.2158 | -653018.2158 | -653018.2158 | -653018.2158 | -653018.2158 | -653018.2158 | -653018.2158 | -653018.2158 | -653018.2158 | -653018.2158 | -653018.2158 | -653018.2158 | -653018.2158 | -653018.2158 | 0 | 0 | 0 | 0 | 0 | 0 | 0 | 0 | 0 | 0
Cumulative difference in SCC | USD | 10095097.6364 1: -16978473.6101
Calculation of annual net benefits | Unit
Avoided electricity cost (grid) | USD / Year | -2118965.2394 | -2118965.2394 | -2118965.2394 | -2118965.2394 | -2118965.2394 | -2118965.2394 | -2118965.2394 | -2118965.2394 | -2118965.2394 | -2118965.2394 | -2118965.2394 | -2118965.2394 | -2118965.2394 | -2118965.2394 | -2118965.2394 | -2118965.2394 | -2118965.2394 | -2118965.2394 | -2118965.2394 | -2118965.2394 | -2118965.2394 | -2118965.2394 | -2118965.2394 | -2118965.2394 | -2118965.2394 | -2118965.2394 | 0 | 0 | 0 | 0 | 0 | 0 | 0 | 0 | 0 | 0
Avoided annual social cost of carbon | USD / Year | -371031.1805 | -371031.1805 | -371031.1805 | -371031.1805 | -371031.1805 | -371031.1805 | -371031.1805 | -371031.1805 | -371031.1805 | -371031.1805 | -371031.1805 | -371031.1805 | -371031.1805 | -371031.1805 | -371031.1805 | -371031.1805 | -371031.1805 | -371031.1805 | -371031.1805 | -371031.1805 | -371031.1805 | -371031.1805 | -371031.1805 | -371031.1805 | -371031.1805 | -653018.2158 | 0 | 0 | 0 | 0 | 0 | 0 | 0 | 0 | 0 | 0
Annual benefits | USD / Year | -2489996.4199 | -2489996.4199 | -2489996.4199 | -2489996.4199 | -2489996.4199 | -2489996.4199 | -2489996.4199 | -2489996.4199 | -2489996.4199 | -2489996.4199 | -2489996.4199 | -2489996.4199 | -2489996.4199 | -2489996.4199 | -2489996.4199 | -2489996.4199 | -2489996.4199 | -2489996.4199 | -2489996.4199 | -2489996.4199 | -2489996.4199 | -2489996.4199 | -2489996.4199 | -2489996.4199 | -2489996.4199 | -2771983.4551 | 0 | 0 | 0 | 0 | 0 | 0 | 0 | 0 | 0 | 0
Capital investment | USD / Year | 26326129.8077 | 0 | 0 | 0 | 0 | 0 | 0 | 0 | 0 | 0
O&M costs | USD / Year | 403803.9055 | 403803.9055 | 403803.9055 | 403803.9055 | 403803.9055 | 403803.9055 | 403803.9055 | 403803.9055 | 403803.9055 | 403803.9055 | 403803.9055 | 403803.9055 | 403803.9055 | 403803.9055 | 403803.9055 | 403803.9055 | 403803.9055 | 403803.9055 | 403803.9055 | 403803.9055 | 403803.9055 | 403803.9055 | 403803.9055 | 403803.9055 | 403803.9055 | 1642768.8674 | 0 | 0 | 0 | 0 | 0 | 0 | 0 | 0 | 0 | 0
Fuel costs | USD / Year | 0 | 0 | 0 | 0 | 0 | 0 | 0 | 0 | 0 | 0 | 0 | 0 | 0 | 0 | 0 | 0 | 0 | 0 | 0 | 0 | 0 | 0 | 0 | 0 | 0 | 0 | 0 | 0 | 0 | 0 | 0 | 0 | 0 | 0 | 0 | 0
Interest Payment | USD / Year | 0 | 0 | 0 | 0 | 0 | 0 | 0 | 0 | 0 | 0 | 0 | 0 | 0 | 0 | 0 | 0 | 0 | 0 | 0 | 0 | 0 | 0 | 0 | 0 | 0 | 0 | 0 | 0 | 0 | 0 | 0 | 0 | 0 | 0 | 0 | 0
Principal Payment | USD / Year | 0 | 1053045.1923 | 1053045.1923 | 1053045.1923 | 1053045.1923 | 1053045.1923 | 1053045.1923 | 1053045.1923 | 1053045.1923 | 1053045.1923 | 1053045.1923 | 1053045.1923 | 1053045.1923 | 1053045.1923 | 1053045.1923 | 1053045.1923 | 1053045.1923 | 1053045.1923 | 1053045.1923 | 1053045.1923 | 1053045.1923 | 1053045.1923 | 1053045.1923 | 1053045.1923 | 1053045.1923 | 1053045.1923 | 0 | 0 | 0 | 0 | 0 | 0 | 0 | 0 | 0 | 0
Total cost | USD / Year | 26729933.7131 | 1456849.0978 | 1456849.0978 | 1456849.0978 | 1456849.0978 | 1456849.0978 | 1456849.0978 | 1456849.0978 | 1456849.0978 | 1456849.0978 | 1456849.0978 | 1456849.0978 | 1456849.0978 | 1456849.0978 | 1456849.0978 | 1456849.0978 | 1456849.0978 | 1456849.0978 | 1456849.0978 | 1456849.0978 | 1456849.0978 | 1456849.0978 | 1456849.0978 | 1456849.0978 | 1456849.0978 | 2695814.0597 | 0 | 0 | 0 | 0 | 0 | 0 | 0 | 0 | 0 | 0
Annual net benefits | USD / Year | -29219930.133 | -2893800.3253 | -2893800.3253 | -2893800.3253 | -2893800.3253 | -2893800.3253 | -2893800.3253 | -2893800.3253 | -2893800.3253 | -2893800.3253 | -2893800.3253 | -2893800.3253 | -2893800.3253 | -2893800.3253 | -2893800.3253 | -2893800.3253 | -2893800.3253 | -2893800.3253 | -2893800.3253 | -2893800.3253 | -2893800.3253 | -2893800.3253 | -2893800.3253 | -2893800.3253 | -2893800.3253 | -4414752.3225 | 0 | 0 | 0 | 0 | 0 | 0 | 0 | 0 | 0 | 0
IRR calculations | Unit
Revenue calculations @grid price | USD / Year | 3589368.0485 | 3589368.0485 | 3589368.0485 | 3589368.0485 | 3589368.0485 | 3589368.0485 | 3589368.0485 | 3589368.0485 | 3589368.0485 | 3589368.0485 | 3589368.0485 | 3589368.0485 | 3589368.0485 | 3589368.0485 | 3589368.0485 | 3589368.0485 | 3589368.0485 | 3589368.0485 | 3589368.0485 | 3589368.0485 | 3589368.0485 | 3589368.0485 | 3589368.0485 | 3589368.0485 | 3589368.0485 | 3589368.0485 | 0 | 0 | 0 | 0 | 0 | 0 | 0 | 0 | 0 | 0
Total costs | USD / Year | 26729933.7131 | 1456849.0978 | 1456849.0978 | 1456849.0978 | 1456849.0978 | 1456849.0978 | 1456849.0978 | 1456849.0978 | 1456849.0978 | 1456849.0978 | 1456849.0978 | 1456849.0978 | 1456849.0978 | 1456849.0978 | 1456849.0978 | 1456849.0978 | 1456849.0978 | 1456849.0978 | 1456849.0978 | 1456849.0978 | 1456849.0978 | 1456849.0978 | 1456849.0978 | 1456849.0978 | 1456849.0978 | 2695814.0597 | 0 | 0 | 0 | 0 | 0 | 0 | 0 | 0 | 0 | 0
Profits | USD / Year | -23140565.6647 | 2132518.9507 | 2132518.9507 | 2132518.9507 | 2132518.9507 | 2132518.9507 | 2132518.9507 | 2132518.9507 | 2132518.9507 | 2132518.9507 | 2132518.9507 | 2132518.9507 | 2132518.9507 | 2132518.9507 | 2132518.9507 | 2132518.9507 | 2132518.9507 | 2132518.9507 | 2132518.9507 | 2132518.9507 | 2132518.9507 | 2132518.9507 | 2132518.9507 | 2132518.9507 | 2132518.9507 | 893553.9888 | 0 | 0 | 0 | 0 | 0 | 0 | 0 | 0 | 0 | 0
Profits + externalities | USD / Year | -23511596.8451 | 1761487.7702 | 1761487.7702 | 1761487.7702 | 1761487.7702 | 1761487.7702 | 1761487.7702 | 1761487.7702 | 1761487.7702 | 1761487.7702 | 1761487.7702 | 1761487.7702 | 1761487.7702 | 1761487.7702 | 1761487.7702 | 1761487.7702 | 1761487.7702 | 1761487.7702 | 1761487.7702 | 1761487.7702 | 1761487.7702 | 1761487.7702 | 1761487.7702 | 1761487.7702 | 1761487.7702 | 240535.7731 | 0 | 0 | 0 | 0 | 0 | 0 | 0 | 0 | 0 | 0
Cumulative revenues | USD | 10095097.6364 1: 89734201.2122
Cumulative profits | USD | 10095097.6364 1: 28039889.1528
Cumulative profits (inc. externalities) | USD | 10095097.6364 1: 18764109.6406
IRR (20X0-25) | 7.641%
IRR with externalities (20X0-25) | 5.345%
NPV (20X0-25) | Cost of Capital Imp Rate | 10095097.6364 1: 23363229.0706
| Social Discount | 10095097.6364 1: -5839611.3312
| ESCO Discount Rate | 10095097.6364 1: -10510080.7657
NPV with externalities (20X0-25) | Cost of Capital Imp Rate | 10095097.6364 1: 14933862.4088
| Social Discount | 10095097.6364 1: -8749660.4947
| ESCO Discount Rate | 10095097.6364 1: -12345789.8183
References.
IRENA 2012. RENEWABLE ENERGY TECHNOLOGIES: COST ANALYSIS SERIES. Volume 1: Power Sector. Issue 5/. Biomass for Power Generation. . https://www.irena.org/publications/2012/Jun/Renewable-Energy-Cost-Analysis---Biomass-for-Power-Generation
Chris Trimble, Masami Kojima, Ines Perez Arroyo, Farah Mohammadzadeh. Financial Viability of Electricity Sectors in Sub-Saharan Africa. Quasi-Fiscal Deficits and Hidden Costs. https://documents.worldbank.org/en/publication/documents-reports/documentdetail/182071470748085038/financial-viability-of-electricity-sectors-in-sub-saharan-africa-quasi-fiscal-deficits-and-hidden-costs
IEA. Energy Prices. May 2020. https://www.iea.org/reports/energy-prices-2020
The IFI Dataset of Default Grid Factors v.2.0. https://unfccc.int/sites/default/files/resource/Harmonized_Grid_Emission_factor_data_set.pdf

## SolarPV Financial Analysis
Technology Assumptions
Solar PV for irrigation (kW): |  | 2585.748
Solar PV for lighting and processing (kW) |  | 14690.2668
Total Project Solar PV Capacity (kW) |  | 17276.0148
Capital Cost Solar PV ($1000/kW) |  | 17276014.841
Capital Cost Solar irrigation system accessories ($500/kW) |  | 1292874
Fixed and Variable O&M (10% of Capital Cost) | USD / kW | 1727601.4841
Variable O&M Escalation | USD / kWh | 0
Capacity factor solar | % | 20% | Assumption based on SunMetrix
Capacity factor diesel | % | 44% | Assumption
Hours per year (irrigation) |  | 1825
Hours per year (processing) | Hour / Year | 4380
Electricity price (tariff) | USD / kWh | 0.08 | Assumption based on Trimble et. al/ World Bank 2016
Electricty price (diesel generator) | USD / kWh | 0.23 | Assumption based on IEA 2020 for Countries with Diesel based power systems
Annual solar energy generation for irrigation (kWh) |  | 3775192.08
Annual Solar energy Generation for lighting and processing (kWh) |  | 51474695.0107 | 55249887.0907 | -13731.3896
Emission factor (grid) | kg / MWh | 0.4695 | Average based on IFI Dataset
Emission factor of Diesel per GJ | Kg CO2/GJ | 0.0741 | https://ghgprotocol.org/sites/default/files/Emission_Factors_from_Cross_Sector_Tools_March_2017.xlsx
Degradation | % | 0%
|  |  | 198899.5935 | Total GJ
14738.4599
Total Capital Investments (Solar processing and irrigation) | USD | 18568888.841
1000 kWh | 1 | MWh
Kilogram per ton | 1000 | Kg / Ton
GJ per kWh | 0.0036 | GJ / kWh
Financial/Economic Assumptions
Debt Percentage | % | 100%
Interest Rate | % | 0%
Debt Term | Years | 25
Economic Life | Years | 25
Cost of Equity | % | 14.7%
Cost of Capital Imp Discount Rate | % | 0.75%
Social Discount Rate | % | 12%
ESCO Discount Rate | % | 20%
Project summary
Cumulative capital investment | 742755.5536 | USD
Cumulative O&M costs | 302443344.2397 | USD
Total cumulative costs | 303186099.7934 | USD
Avoided electricity expenditure | -80117948.4229 | USD
Avoided social cost of carbon | -10797922.8589 | USD
Net cumulative costs | 394101971.0752 | USD
Project summary (per kWh)
Cumulative capital investment | 0.00056884 | USD
Cumulative O&M costs | 0.23163 | USD
Total cumulative costs | 0.23219 | USD
Avoided electricity expenditure | -0.061358 | USD
Avoided social cost of carbon | -0.0082696 | USD
Net cumulative costs | 0.30182 | USD
LCOE
LCOE | USD2019 / kWh | 0.14136
LCOE (with externalities) | USD2019 / kWh | 0.14963
LCOE | USD2019 / GJ | 39.2661
LCOE (with externalities) | USD2019 / GJ | 41.5632
Electricity expenditure and emissions | Unit
Avoided electricity expenditure (grid) | USD | -80117948.4229
Avoided electricity expenditure (diesel) | USD | 115743551.9273
Avoided emissions (grid) | Kg | 613046496.0962
Avoided emissions (diesel) | Kg | 348320.0922
Cumulative generation | kWh | 1305743335.6682
Cumulative avoided emissions (grid) | Tons | -348320.0922
Year |  | 20X1 | 20X2 | 20X3 | 20X4 | 20X5 | 20X6 | 20X7 | 20X8 | 20X9 | 20X10 | 20X11 | 20X12 | 20X13 | 20X14 | 20X15 | 20X16 | 20X17 | 20X18 | 20X19 | 20X20 | 20X21 | 20X22 | 20X23 | 20X24 | 20X25 | 20X26 | 20X27 | 20X28 | 20X29 | 20X30 | 20X31 | 20X32 | 20X33 | 20X34 | 20X35 | 20X36
Time step for discounting |  | 0 | 1 | 2 | 3 | 4 | 5 | 6 | 7 | 8 | 9 | 10 | 11 | 12 | 13 | 14 | 15 | 16 | 17 | 18 | 19 | 20 | 21 | 22 | 23 | 24 | 25 | 26 | 27 | 28 | 29 | 30 | 31 | 32 | 33 | 34 | 35
Annual Generation (kWh) | kWh / Year | 55249887.0907 | 55249887.0907 | 55249887.0907 | 55249887.0907 | 55249887.0907 | 51474695.0107 | 51474695.0107 | 51474695.0107 | 51474695.0107 | 51474695.0107 | 51474695.0107 | 51474695.0107 | 51474695.0107 | 51474695.0107 | 51474695.0107 | 51474695.0107 | 51474695.0107 | 51474695.0107 | 51474695.0107 | 51474695.0107 | 51474695.0107 | 51474695.0107 | 51474695.0107 | 51474695.0107 | 51474695.0107 |  |  | 0 | 0 | 0 | 0 | 0 | 0 | 0 | 0 | 0
Cumulative generation | kWh | 0: 1305743335.6682
Annual O&M costs | Unit
Fixed and Variable O&M | USD / Year | 1727601.4841 | 1727601.4841 | 1727601.4841 | 1727601.4841 | 1727601.4841 | 14690266.841 | 14690266.841 | 14690266.841 | 14690266.841 | 14690266.841 | 14690266.841 | 14690266.841 | 14690266.841 | 14690266.841 | 14690266.841 | 14690266.841 | 14690266.841 | 14690266.841 | 14690266.841 | 14690266.841 | 14690266.841 | 14690266.841 | 14690266.841 | 14690266.841 | 14690266.841 |  |  | 0 | 0 | 0 | 0 | 0 | 0 | 0 | 0 | 0
Fuel cost diesel | USD / Year | 0 | 0 | 0 | 0 | 0 | 0 | 0 | 0 | 0 | 0 | 0 | 0 | 0 | 0 | 0 | 0 | 0 | 0 | 0 | 0 | 0 | 0 | 0 | 0 | 0 | 0 | 0 | 0 | 0 | 0 | 0 | 0 | 0 | 0 | 0 | 0
Operating Expenses | USD / Year | 1727601.4841 | 1727601.4841 | 1727601.4841 | 1727601.4841 | 1727601.4841 | 14690266.841 | 14690266.841 | 14690266.841 | 14690266.841 | 14690266.841 | 14690266.841 | 14690266.841 | 14690266.841 | 14690266.841 | 14690266.841 | 14690266.841 | 14690266.841 | 14690266.841 | 14690266.841 | 14690266.841 | 14690266.841 | 14690266.841 | 14690266.841 | 14690266.841 | 14690266.841 | 0 | 0 | 0 | 0 | 0 | 0 | 0 | 0 | 0 | 0 | 0
Cumulative O&M costs solar | Unit
Fixed and Variable O&M | USD | 0: 302443344.2397
Variable O&M Escalation | USD | 0: 0
Total cumulative O&M | USD | 0: 302443344.2397
Capital investment | Unit | 1 | 2 | 3 | 4 | 5 | 6 | 7 | 8 | 9 | 10
Total years of financing | Year | bar: 302443344.2397 1
Total capital investment | USD / Year | 18568888.841 | 0 | 0 | 0 | 0 | 0 | 0 | 0 | 0 | 0
Financing payments | Unit
Interest Payment | USD / Year |  | 0 | 0 | 0 | 0 | 0 | 0 | 0 | 0 | 0 | 0 | 0 | 0 | 0 | 0 | 0 | 0 | 0 | 0 | 0 | 0 | 0 | 0 | 0 | 0 | 0 | 0 | 0 | 0 | 0 | 0 | 0 | 0 | 0 | 0 | 0
Principal Payment | USD / Year |  | 742755.5536 | 742755.5536 | 742755.5536 | 742755.5536 | 742755.5536 | 742755.5536 | 742755.5536 | 742755.5536 | 742755.5536 | 742755.5536 | 742755.5536 | 742755.5536 | 742755.5536 | 742755.5536 | 742755.5536 | 742755.5536 | 742755.5536 | 742755.5536 | 742755.5536 | 742755.5536 | 742755.5536 | 742755.5536 | 742755.5536 | 742755.5536 | 742755.5536 | 0 | 0 | 0 | 0 | 0 | 0 | 0 | 0 | 0 | 0
Total costs of financing | USD / Year | 742755.5536 | 742755.5536 | 742755.5536 | 742755.5536 | 742755.5536 | 742755.5536 | 742755.5536 | 742755.5536 | 742755.5536 | 742755.5536 | 742755.5536 | 742755.5536 | 742755.5536 | 742755.5536 | 742755.5536 | 742755.5536 | 742755.5536 | 742755.5536 | 742755.5536 | 742755.5536 | 742755.5536 | 742755.5536 | 742755.5536 | 742755.5536 | 742755.5536 | 742755.5536 | 0 | 0 | 0 | 0 | 0 | 0 | 0 | 0 | 0 | 0
Total Annual cost | USD / Year | 2470357.0377 | 2470357.0377 | 2470357.0377 | 2470357.0377 | 2470357.0377 | 15433022.3946 | 15433022.3946 | 15433022.3946 | 15433022.3946 | 15433022.3946 | 15433022.3946 | 15433022.3946 | 15433022.3946 | 15433022.3946 | 15433022.3946 | 15433022.3946 | 15433022.3946 | 15433022.3946 | 15433022.3946 | 15433022.3946 | 15433022.3946 | 15433022.3946 | 15433022.3946 | 15433022.3946 | 15433022.3946 | 742755.5536 | 0 | 0 | 0 | 0 | 0 | 0 | 0 | 0 | 0 | 0
|  | Upfront payment | Debt Service
Equity payment | USD / Year |  | 0 | 0 | 0 | 0 | 0 | 0 | 0 | 0 | 0 | 0 | 0 | 0 | 0 | 0 | 0 | 0 | 0 | 0 | 0 | 0 | 0 | 0 | 0 | 0 | 0 | 0 | 0 | 0 | 0 | 0 | 0 | 0 | 0 | 0 | 0
Equity funding | USD | 302443344.2397 1: 0
NPV Energy | kWh2019 / Year | 55249887.0907 | 46041572.5756 | 38367977.1463 | 31973314.2886 | 26644428.5738 | 20686525.4512 | 17238771.2093 | 14365642.6744 | 11971368.8954 | 9976140.7461 | 8313450.6218 | 6927875.5182 | 5773229.5985 | 4811024.6654 | 4009187.2212 | 3340989.351 | 2784157.7925 | 2320131.4937 | 1933442.9114 | 1611202.4262 | 1342668.6885 | 1118890.5737 | 932408.8115 | 777007.3429 | 647506.1191 | 0 | 0 | 0 | 0 | 0 | 0 | 0 | 0 | 0 | 0 | 0
Present Value Cost | USD2019 / Year | 2470357.0377 | 2058630.8648 | 1715525.7206 | 1429604.7672 | 1191337.306 | 6202185.5688 | 5168487.974 | 4307073.3117 | 3589227.7597 | 2991023.1331 | 2492519.2776 | 2077099.398 | 1730916.165 | 1442430.1375 | 1202025.1146 | 1001687.5955 | 834739.6629 | 695616.3858 | 579680.3215 | 483066.9345 | 402555.7788 | 335463.149 | 279552.6242 | 232960.5201 | 194133.7668 | 7786.0064 | 0 | 0 | 0 | 0 | 0 | 0 | 0 | 0 | 0 | 0
Present Value Cost (with externalities) | USD2019 / Year | 2927249.294 | 2439374.4117 | 2032812.0097 | 1694010.0081 | 1411675.0068 | 6373254.0322 | 5311045.0269 | 4425870.8557 | 3688225.7131 | 3073521.4276 | 2561267.8563 | 2134389.8803 | 1778658.2336 | 1482215.1946 | 1235179.3289 | 1029316.1074 | 857763.4228 | 714802.8523 | 595669.0436 | 496390.8697 | 413659.0581 | 344715.8817 | 287263.2348 | 239386.029 | 199488.3575 | 7786.0064 | 0 | 0 | 0 | 0 | 0 | 0 | 0 | 0 | 0 | 0
(1) Present value revenues if all sold | USD2019 / Year | 4419990.9673 | 3683325.806 | 3069438.1717 | 2557865.1431 | 2131554.2859 | 1654922.0361 | 1379101.6967 | 1149251.414 | 957709.5116 | 798091.2597 | 665076.0497 | 554230.0415 | 461858.3679 | 384881.9732 | 320734.9777 | 267279.1481 | 222732.6234 | 185610.5195 | 154675.4329 | 128896.1941 | 107413.4951 | 89511.2459 | 74592.7049 | 62160.5874 | 51800.4895 | 0 | 0 | 0 | 0 | 0 | 0 | 0 | 0 | 0 | 0 | 0
(2) Present value revenues if consumed | USD2019 / Year | -3390028.8697 | -2825024.0581 | -2354186.7151 | -1961822.2625 | -1634851.8855 | -1269286.1866 | -1057738.4888 | -881448.7407 | -734540.6172 | -612117.181 | -510097.6508 | -425081.3757 | -354234.4798 | -295195.3998 | -245996.1665 | -204996.8054 | -170830.6712 | -142358.8926 | -118632.4105 | -98860.3421 | -82383.6184 | -68653.0154 | -57210.8461 | -47675.7051 | -39729.7543 | 0 | 0 | 0 | 0 | 0 | 0 | 0 | 0 | 0 | 0 | 0
Present value externalities | USD2019 / Year | -456892.2563 | -380743.5469 | -317286.2891 | -264405.2409 | -220337.7008 | -171068.4634 | -142557.0528 | -118797.544 | -98997.9534 | -82498.2945 | -68748.5787 | -57290.4823 | -47742.0686 | -39785.0571 | -33154.2143 | -27628.5119 | -23023.7599 | -19186.4666 | -15988.7222 | -13323.9351 | -11103.2793 | -9252.7327 | -7710.6106 | -6425.5088 | -5354.5907 | 0 | 0 | 0 | 0 | 0 | 0 | 0 | 0 | 0 | 0 | 0
Emissions relative to grid electricity | Unit
Annual emissions Avoided (tCO2eq) | Ton / Year | -14738.4599 | -14738.4599 | -14738.4599 | -14738.4599 | -14738.4599 | -13731.3896 | -13731.3896 | -13731.3896 | -13731.3896 | -13731.3896 | -13731.3896 | -13731.3896 | -13731.3896 | -13731.3896 | -13731.3896 | -13731.3896 | -13731.3896 | -13731.3896 | -13731.3896 | -13731.3896 | -13731.3896 | -13731.3896 | -13731.3896 | -13731.3896 | -13731.3896 | 0 | 0 | 0 | 0 | 0 | 0 | 0 | 0 | 0 | 0 | 0
Cumulative Avoided Emissions | Tons | 302443344.2397 1: -348320.0922
Avoided electricity cost | Unit
Avoided electricity cost (grid) | USD / Year | -3390028.8697 | -3390028.8697 | -3390028.8697 | -3390028.8697 | -3390028.8697 | -3158390.2037 | -3158390.2037 | -3158390.2037 | -3158390.2037 | -3158390.2037 | -3158390.2037 | -3158390.2037 | -3158390.2037 | -3158390.2037 | -3158390.2037 | -3158390.2037 | -3158390.2037 | -3158390.2037 | -3158390.2037 | -3158390.2037 | -3158390.2037 | -3158390.2037 | -3158390.2037 | -3158390.2037 | -3158390.2037 | 0 | 0 | 0 | 0 | 0 | 0 | 0 | 0 | 0 | 0 | 0
Cumulative avoided electricity cost (grid) | USD | 302443344.2397 1: -80117948.4229
Externalities
Avoided social cost of carbon (SCC) | Unit
Social cost of carbon per ton of CO2 | USD / Ton | 302443344.2397 1: 31
Avoided annual social cost of carbon | USD / Year | -456892.2563 | -456892.2563 | -456892.2563 | -456892.2563 | -456892.2563 | -425673.0789 | -425673.0789 | -425673.0789 | -425673.0789 | -425673.0789 | -425673.0789 | -425673.0789 | -425673.0789 | -425673.0789 | -425673.0789 | -425673.0789 | -425673.0789 | -425673.0789 | -425673.0789 | -425673.0789 | -425673.0789 | -425673.0789 | -425673.0789 | -425673.0789 | -425673.0789 | 0 | 0 | 0 | 0 | 0 | 0 | 0 | 0 | 0 | 0 | 0
Cumulative social cost of carbon | USD | 302443344.2397 1: -10797922.8589
Additional costs of carbon compared to grid | USD / Year | -804134.4817 | -804134.4817 | -804134.4817 | -804134.4817 | -804134.4817 | -749188.4485 | -749188.4485 | -749188.4485 | -749188.4485 | -749188.4485 | -749188.4485 | -749188.4485 | -749188.4485 | -749188.4485 | -749188.4485 | -749188.4485 | -749188.4485 | -749188.4485 | -749188.4485 | -749188.4485 | -749188.4485 | -749188.4485 | -749188.4485 | -749188.4485 | -749188.4485 | 0 | 0 | 0 | 0 | 0 | 0 | 0 | 0 | 0 | 0 | 0
Cumulative difference in SCC | USD | 302443344.2397 1: -19004441.379
Calculation of annual net benefits | Unit
Avoided electricity cost (grid) | USD / Year | -3390028.8697 | -3390028.8697 | -3390028.8697 | -3390028.8697 | -3390028.8697 | -3158390.2037 | -3158390.2037 | -3158390.2037 | -3158390.2037 | -3158390.2037 | -3158390.2037 | -3158390.2037 | -3158390.2037 | -3158390.2037 | -3158390.2037 | -3158390.2037 | -3158390.2037 | -3158390.2037 | -3158390.2037 | -3158390.2037 | -3158390.2037 | -3158390.2037 | -3158390.2037 | -3158390.2037 | -3158390.2037 | 0 | 0 | 0 | 0 | 0 | 0 | 0 | 0 | 0 | 0 | 0
Avoided annual social cost of carbon | USD / Year | -456892.2563 | -456892.2563 | -456892.2563 | -456892.2563 | -456892.2563 | -425673.0789 | -425673.0789 | -425673.0789 | -425673.0789 | -425673.0789 | -425673.0789 | -425673.0789 | -425673.0789 | -425673.0789 | -425673.0789 | -425673.0789 | -425673.0789 | -425673.0789 | -425673.0789 | -425673.0789 | -425673.0789 | -425673.0789 | -425673.0789 | -425673.0789 | -425673.0789 | 0 | 0 | 0 | 0 | 0 | 0 | 0 | 0 | 0 | 0 | 0
Annual benefits | USD / Year | -3846921.126 | -3846921.126 | -3846921.126 | -3846921.126 | -3846921.126 | -3584063.2826 | -3584063.2826 | -3584063.2826 | -3584063.2826 | -3584063.2826 | -3584063.2826 | -3584063.2826 | -3584063.2826 | -3584063.2826 | -3584063.2826 | -3584063.2826 | -3584063.2826 | -3584063.2826 | -3584063.2826 | -3584063.2826 | -3584063.2826 | -3584063.2826 | -3584063.2826 | -3584063.2826 | -3584063.2826 | 0 | 0 | 0 | 0 | 0 | 0 | 0 | 0 | 0 | 0 | 0
Capital investment | USD / Year | 18568888.841 | 0 | 0 | 0 | 0 | 0 | 0 | 0 | 0 | 0
O&M costs | USD / Year | 1727601.4841 | 1727601.4841 | 1727601.4841 | 1727601.4841 | 1727601.4841 | 1727601.4841 | 1727601.4841 | 1727601.4841 | 1727601.4841 | 1727601.4841 | 1727601.4841 | 1727601.4841 | 1727601.4841 | 1727601.4841 | 1727601.4841 | 1727601.4841 | 1727601.4841 | 1727601.4841 | 1727601.4841 | 1727601.4841 | 1727601.4841 | 1727601.4841 | 1727601.4841 | 1727601.4841 | 1727601.4841 | 1990816.9348 | 1990816.9348 | #REF! | #REF! | #REF! | #REF! | #REF! | #REF! | #REF! | #REF! | #REF!
Fuel costs | USD / Year | 0 | 0 | 0 | 0 | 0 | 0 | 0 | 0 | 0 | 0 | 0 | 0 | 0 | 0 | 0 | 0 | 0 | 0 | 0 | 0 | 0 | 0 | 0 | 0 | 0 | 0 | 0 | 0 | 0 | 0 | 0 | 0 | 0 | 0 | 0 | 0
Interest Payment | USD / Year | 0 | 0 | 0 | 0 | 0 | 0 | 0 | 0 | 0 | 0 | 0 | 0 | 0 | 0 | 0 | 0 | 0 | 0 | 0 | 0 | 0 | 0 | 0 | 0 | 0 | 0 | 0 | 0 | 0 | 0 | 0 | 0 | 0 | 0 | 0 | 0
Principal Payment | USD / Year | 0 | 742755.5536 | 742755.5536 | 742755.5536 | 742755.5536 | 742755.5536 | 742755.5536 | 742755.5536 | 742755.5536 | 742755.5536 | 742755.5536 | 742755.5536 | 742755.5536 | 742755.5536 | 742755.5536 | 742755.5536 | 742755.5536 | 742755.5536 | 742755.5536 | 742755.5536 | 742755.5536 | 742755.5536 | 742755.5536 | 742755.5536 | 742755.5536 | 742755.5536 | 0 | 0 | 0 | 0 | 0 | 0 | 0 | 0 | 0 | 0
Total cost | USD / Year | 20296490.3251 | 2470357.0377 | 2470357.0377 | 2470357.0377 | 2470357.0377 | 2470357.0377 | 2470357.0377 | 2470357.0377 | 2470357.0377 | 2470357.0377 | 2470357.0377 | 2470357.0377 | 2470357.0377 | 2470357.0377 | 2470357.0377 | 2470357.0377 | 2470357.0377 | 2470357.0377 | 2470357.0377 | 2470357.0377 | 2470357.0377 | 2470357.0377 | 2470357.0377 | 2470357.0377 | 2470357.0377 | 2733572.4884 | 1990816.9348 | #REF! | #REF! | #REF! | #REF! | #REF! | #REF! | #REF! | #REF! | #REF!
Annual net benefits | USD / Year | -24143411.451 | -5574522.6101 | -5574522.6101 | -5574522.6101 | -5574522.6101 | -5311664.7667 | -5311664.7667 | -5311664.7667 | -5311664.7667 | -5311664.7667 | -5311664.7667 | -5311664.7667 | -5311664.7667 | -5311664.7667 | -5311664.7667 | -5311664.7667 | -5311664.7667 | -5311664.7667 | -5311664.7667 | -5311664.7667 | -5311664.7667 | -5311664.7667 | -5311664.7667 | -5311664.7667 | -5311664.7667 | -1990816.9348 | -1990816.9348 | #REF! | #REF! | #REF! | #REF! | #REF! | #REF! | #REF! | #REF! | #REF!
IRR calculations | Unit
Revenue calculations @grid price | USD / Year | 4419990.9673 | 4419990.9673 | 4419990.9673 | 4419990.9673 | 4419990.9673 | 4117975.6009 | 4117975.6009 | 4117975.6009 | 4117975.6009 | 4117975.6009 | 4117975.6009 | 4117975.6009 | 4117975.6009 | 4117975.6009 | 4117975.6009 | 4117975.6009 | 4117975.6009 | 4117975.6009 | 4117975.6009 | 4117975.6009 | 4117975.6009 | 4117975.6009 | 4117975.6009 | 4117975.6009 | 4117975.6009 | 0 | 0 | 0 | 0 | 0 | 0 | 0 | 0 | 0 | 0 | 0
Total costs | USD / Year | 20296490.3251 | 2470357.0377 | 2470357.0377 | 2470357.0377 | 2470357.0377 | 2470357.0377 | 2470357.0377 | 2470357.0377 | 2470357.0377 | 2470357.0377 | 2470357.0377 | 2470357.0377 | 2470357.0377 | 2470357.0377 | 2470357.0377 | 2470357.0377 | 2470357.0377 | 2470357.0377 | 2470357.0377 | 2470357.0377 | 2470357.0377 | 2470357.0377 | 2470357.0377 | 2470357.0377 | 2470357.0377 | 2733572.4884 | 1990816.9348 | #REF! | #REF! | #REF! | #REF! | #REF! | #REF! | #REF! | #REF! | #REF!
Profits | USD / Year | -15876499.3578 | 1949633.9295 | 1949633.9295 | 1949633.9295 | 1949633.9295 | 1647618.5631 | 1647618.5631 | 1647618.5631 | 1647618.5631 | 1647618.5631 | 1647618.5631 | 1647618.5631 | 1647618.5631 | 1647618.5631 | 1647618.5631 | 1647618.5631 | 1647618.5631 | 1647618.5631 | 1647618.5631 | 1647618.5631 | 1647618.5631 | 1647618.5631 | 1647618.5631 | 1647618.5631 | 1647618.5631 | -2733572.4884 | -1990816.9348 | #REF! | #REF! | #REF! | #REF! | #REF! | #REF! | #REF! | #REF! | #REF!
Profits + externalities | USD / Year | -16333391.6141 | 1492741.6732 | 1492741.6732 | 1492741.6732 | 1492741.6732 | 1221945.4843 | 1221945.4843 | 1221945.4843 | 1221945.4843 | 1221945.4843 | 1221945.4843 | 1221945.4843 | 1221945.4843 | 1221945.4843 | 1221945.4843 | 1221945.4843 | 1221945.4843 | 1221945.4843 | 1221945.4843 | 1221945.4843 | 1221945.4843 | 1221945.4843 | 1221945.4843 | 1221945.4843 | 1221945.4843 | -2733572.4884 | -1990816.9348 | #REF! | #REF! | #REF! | #REF! | #REF! | #REF! | #REF! | #REF! | #REF!
Cumulative revenues | USD | 302443344.2397 1: 104459466.8535
Cumulative profits | USD | 302443344.2397 1: 24874407.6228
Cumulative profits (inc. externalities) | USD | 302443344.2397 1: 14076484.7639
IRR (2XX0-2X25) | 9.899%
IRR with externalities (2XX0-2X25) | 5.959%
NPV (2XX0-2X25) | Cost of Capital Imp Rate | 302443344.2397 1: 21215096.5986
| Social Discount | 302443344.2397 1: -1904991.0354
| ESCO Discount Rate | 302443344.2397 1: -5800164.0348
NPV with externalities (2XX0-2X25) | Cost of Capital Imp Rate | 302443344.2397 1: 11391689.7262
| Social Discount | 302443344.2397 1: -5356142.357
| ESCO Discount Rate | 302443344.2397 1: -7999583.0856
Reference
SunMetrix. What is capacity factor and how do solar and wind energy compare?. https://sunmetrix.com/what-is-capacity-factor-and-how-does-solar-energy-compare/#:~:text=What%20is%20capacity%20factor%20and%20how%20do%20solar,%20%2070%25%20%202%20more%20rows%20

## Roads construction and rehab
Roads contruction GHG Accounting
Emission factor for new roads - converting existing rural roads to all weather roads (tCO2eq/km): |  |  | 48.4 | https://www.adb.org/sites/default/files/publication/28555/estimating-carbon-footprints-road-projects.pdf
Emission factor for roads rehabilitated - Widening, streghtening of existing pavement (tCO2eq/km): |  |  | 109.6 | https://www.adb.org/sites/default/files/publication/28555/estimating-carbon-footprints-road-projects.pdf
Country | New Access roads constructed (km) | Roads rehabilitated | Programme emissions (tCO2eq)
Ethiopia | 0 | 0 | 0
Togo | 100 | 100 | 15800
Senegal | 0 | 372 | 40771.2
Guinea | 48 | 0 | 2323.2
Total | 148 | 472 | 58894.4

## EnergyDemand
ENERGY DEMAND FOR PROCESSING
|  |  |  | Efficiency | 0.8
Estimation of Energy Demand for processing in Ethiopia.
Pattern of use | Total Area Hectares (ha) | Average Yield per hectare (kg/ha) | Total Expected Yield per Year | Post Harvest Losses(%) | Expected Average Yield Available for Processing | Average Energy Usage (Wh/kg/) | Annual Energy Usage for Processing (KWh/kg/year)
Cereal | 8746.48 | 1743.4283 | 15248861.0489 | 0.12 | 13418997.7231 | 1603.08 | 21511726.8699
Roots and Tubers | 1962 | 9877.3594 | 19379379.0938 | 0.12 | 17053853.6025 | 8322 | 141922169.68
Legumes and Nuts | 2842.606 | 1754.3859 | 4987027.9325 | 0.12 | 4388584.5806 | 5080.8 | 22297520.5373
Vegetables and Fruits | 6997.184 | 5914.1752 | 41382571.8429 | 0.12 | 36416663.2217 | 1261.44 | 45937435.6544
Total | 20548.27 | 19289.3488 | 80997839.9181 |  | 71278099.1279 | 16267.32 | 231668852.7416
Average Energy Demand (kWh/year) |  | 231668852.7416
Country Capacity Adjustment Factor after National Consultation |  | 0.56171 |  | Previous formula for D17 | 31874.0934
Average Energy Demand after Capacity Adjustment (kWh/year) |  | 130130711.2735
Annual Energy from Biogas Generation (kWh/year) |  | 18443887.8667 |  |  | Revised sizing (kW) following 34 m3 digestor | Country ratio of revised sizing | Adjusted sizing (kW) | Previous costing USD for Solar + bio digester | 45961086
Annual Solar Energy Generation (kWh) |  | 111686823.4069 |  | Ethiopia | 31874 | 0.63757 | 22669.2124 | New costing for bio digestor (USD) | 10405400
Annual Solar Energy Generation Adjusted for Efficiency (kWh) |  | 139608529.2586 |  | Guinea | 5245 | 0.10491 | 3730.3137 | Balance to be used for solar lighting and processing | 35555686
Installed Capacity of Solar (KW) |  | 20866.9405 |  | Senegal | 3597 | 0.07195 | 2558.2342 | Price per Watt USD/W | 1
|  |  |  | Togo | 9277 | 0.18557 | 6597.9257
|  |  |  | Total | 49993 |  | 35555.686
Estimation of Energy Demand for processing in Guinea.
Pattern of use | Total Area Hectares (ha) | Average Yield per hectare (kg/ha) | Total Expected Yield per Year | Post Harvest Losses(%) | Expected Average Yield Available for Processing | Average Energy Usage (Wh/kg/) | Annual Energy Usage for Processing (KWh/kg/year)
Cereal | 3960 | #REF! | #REF! | 0.12 | #REF! | 1603.08 | #REF!
Roots and Tubers | 150 | #REF! | #REF! | 0.12 | #REF! | 8322 | #REF!
Legumes and Nuts | 4445 | #REF! | #REF! | 0.12 | #REF! | 5080.8 | #REF!
Vegetables and Fruits | 3255 | #REF! | #REF! | 0.12 | #REF! | 1261.44 | #REF!
Total | 11810 |  |  |  | #REF! |  | #REF!
Average Energy Demand (kWh/year) |  | #REF!
Country Capacity Adjustment Factor after National Consultation |  | 0.61845
Average Energy Demand after Adjustment (kWh/year) |  | #REF!
Annual Energy from Biogas Generation (kWh/year) |  | 18093515.8082
Annual Solar Energy Generation (kWh) |  | #REF!
Annual Solar Energy Generation Adjusted for Efficiency (kWh) |  | #REF!
Installed Capacity of Solar (KW) |  | 4250.655
Estimation of Energy Demand for processing in Senegal.
Pattern of use | Total Area Hectares (ha) | Average Yield per hectare (kg/ha) | Total Expected Yield per Year | Post Harvest Losses(%) | Expected Average Yield Available for Processing | Average Energy Usage (Wh/kg/) | Annual Energy Usage for Processing (KWh/kg/year)
Cereal | 3890 | 1339.3158 | 5209938.5917 | 0.12 | 4584745.9607 | 1603.08 | 7349714.5546
Legumes and Nuts | 6650 | 576.2479 | 3832048.6458 | 0.12 | 3372202.8083 | 5080.8 | 17133488.0286
Vegetables and Fruits | 1400 | 3941.8649 | 5518610.8333 | 0.12 | 4856377.5333 | 1261.44 | 6126028.8756
Total | 11940 |  | 14560598.0708 |  |  |  | 30609231.4589
Average Energy Demand (kWh/year) |  | 30609231.4589 |  | 0
Country Capacity Adjustment Factor after National Consultation |  | 0.72301
Average Energy Demand after Adjustment (kWh/year) |  | 22130780.4371
Annual Energy from Biogas Generation (kWh/year) |  | 9527047.6821
Annual Solar Energy Generation (kWh) |  | 12603732.755
Annual Solar Energy Generation Adjusted for Efficiency (kWh) |  | 15754665.9437
Installed Capacity of Solar (KW) |  | 3273.0852
Estimation of Energy Demand for processing in Togo.
Pattern of use | Total Area Hectares (ha) | Average Yield per hectare (kg/ha) | Total Expected Yield per Year | Post Harvest Losses(%) | Expected Average Yield Available for Processing | Average Energy Usage (Wh/kg/yr) | Annual Energy Usage for Processing (KWh/kg/year)
Cereal | 5115 | 1138.8716 | 5825327.9871 | 0.12 | 5126288.6286 | 1603.08 | 8217850.7748
Roots and Tubers | 425 | 5324.0845 | 2262735.9052 | 0.12 | 1991207.5966 | 8322 | 16570829.6185
Legumes and Nuts | 5400 | 1013.4868 | 5472828.7969 | 0.12 | 4816089.3413 | 5080.8 | 24469586.7253
Vegetables and Fruits | 4488 | 5924.9803 | 26591311.7366 | 0.12 | 23400354.3282 | 1261.44 | 29518142.9637
Total | 15428 |  | 40152204.4257 |  | 35333939.8947 |  | 78776410.0823
Average Energy Demand (kWh/year) |  | 78776410.0823
Country Capacity Adjustment Factor after National Consultation |  | 0.63158
Average Energy Demand after Adjustment (kWh/year) |  | 49753605.0798
Annual Energy from Biogas Generation (kWh/year) |  | 17246537.1158
Annual Solar Energy Generation (kWh) |  | 32507067.9639
Annual Solar Energy Generation Adjusted for Efficiency (kWh) |  | 40633834.9549
Installed Capacity of Solar (KW) |  | 7166.5266
Total Installed Capacity of Solar for SCPZ |  | 14690.2668
ENERGY DEMAND FOR SOLAR IRRIGATION.
| Conversions |  | Assumptions
| 1 hectare = 0.0001 square meter |  | Number of hours of operation/day = | 5
| 1 Kwh = 1000 Wh. |  | number of hours of operation/Yr = | 1825
| kW to kWh | E(kWh) = P(kW) × t(h)
| kWh to kW | P(kW) = E(kWh) / t(h)
Column1 | Column2 | Column3 | Column4 | Column5
|  | Energy (kWh/ha/) | Operation of irrigation pumps (hours/day) | Installed Power (kW/ha)
Daily energy use for solar pumping at (0.1 hectare) after Wazed et al (2018) |  | 0.132 | 2 | 0.066 |  | 1e-05
Daily energy use for solar pumping at 1 hectare |  | 1.32 | 5 | 0.264 |  | 1.056
Solar Irrigation |  |  |  | Solar Irrigation
| SCPZs Countries | Farm Land Covered (ha) | Solar energy generation per year (kWh/year) | Solar Capacity Required (kW) |  |  |  |  | for 1000
| Ethiopia | 5137.0675 | 1980031.2972 | 1356.1858 |  | 1356.1858 | 1 | 339.0465
| Guinea | 2952.5 | 1138011.6 | 779.46
| Senegal | 2985 | 1150538.4 | 788.04
| Togo | 3857 | 1486642.08 | 1018.248
| Total | 9794.5 | 3775192.08 | 2585.748 |  | 25857.48
Solar Irrigation Total
| Installed Capacity per hectare (kW/ha) |  | 0.264
| Solar energy generation per year (kWh/year) |  | 3775192.08
| Total kW capacity needed |  | 2585.748
| Costs per watts | $1.5/watts | 3878.622
Total Annual Energy Generation from Solar |  |  | #REF!
Annual Solar Energy Generation for Irrigation (kWh) |  |  | 3775192.08
Total Annual Solar Generation (kWh) |  |  | #REF!
Total Installed Capacity of Solar and Irrigation for SCPZ |  |  | 17276.0148
References
(1). The measurement of energy consumption during milling different cereals using the sieve analyses L. Chladek* , P. Vaculik and A. Vagova https://agronomy.emu.ee/wp-content/uploads/2018/05/Vol16S2_5.pdf
(2). Solar Energy and Post-Harvest Loss Reduction in Roots and Tubers in Africa Kingsley O. Ukoba, Member, IAENG, Freddie L. Inambao, and Prudence Njiru -http://www.iaeng.org/publication/WCECS2018/WCECS2018_pp244-248.pdf
(3). Analysis of energy usage in the production of three selected cassava-based foods in Nigeria, Journal of Food Engineering, 2007Simeon Jekayinfa Simeon Jekayinfa - https://www.academia.edu/11919866/Analysis_of_energy_usage_in_the_production_of_three_selected_cassava-based_foods_in_Nigeria
(4). Processing and Utilization of Legumes in the Tropics, Subuola Fasoyiro, Yudi Widodo, and Kehinde Adekunbi Taiwo. https://www.researchgate.net/publication/224829993_Processing_and_Utilization_of_Legumes_in_the_Tropics
(5). Mapping energy consumption in food manufacturing, Alia Ladha-Sabura, SerafimBakalis, Peter J.Fryer, and Estefania Lopez-Quirogaa. https://www.sciencedirect.com/science/article/pii/S0924224417303394
(6). World Bank. Agriculture in Africa : Telling Myths from Facts; Editors. Christiaensen, Luc, Demery, Lionel. Is Post-Harvest Loss Significant in Sub-Saharan Africa? https://www.worldbank.org/en/programs/africa-myths-and-facts/publication/is-post-harvest-loss-significant-in-sub-saharan-africa
(7). Energy Consumption Optimization in Irrigation Networks Supplied by a Standalone Direct Pumping Photovoltaic System Miguel Ángel Pardo Picazo 1,* , Juan Manzano Juárez 2 and Diego García-Márquez 1. https://www.mdpi.com/2071-1050/10/11/4203
(8). A Cost-Effective Methodology for Sizing Solar PV Systems for Existing Irrigation Facilities in Chile Aldo Barrueto Guzmán 1 , Rodrigo Barraza Vicencio 2,*, Jorge Alfredo Ardila-Rey 1 ID , Eduardo Núñez Ahumada 2 , Arturo González Araya 2 and Gerardo Arancibia Moreno 3. https://www.mdpi.com/1996-1073/11/7/1853
(9). Response of Rice to Weather Variables. L R Oldeman, D V Seshu and F B Cady - https://books.google.ci/books?id=ZHhDM1TyQUYC&pg=PA226&lpg=PA226&dq=solar+irrigation+(kWh/ha)&source=bl&ots=w4d4rjt8QR&sig=ACfU3U1hge2ju8xejiE6iWVaP9mvNS-s3w&hl=en&sa=X&ved=2ahUKEwjWwafnz6TpAhVFKBoKHVrUDwU4ChDoATABegQIChAB#v=onepage&q=solar%20irrigation%20(kWh%2Fha)&f=false
(10). Soto-García, M.; Martin-Gorriz, B.; García-Bastida, P.A.; Alcon, F.; Martínez-Alvarez, V. Energy consumption for crop irrigation in a semiarid climate (south-eastern Spain). Energy 2013, 55, 1084–1093. https://www.sciencedirect.com/science/article/abs/pii/S0360544213002223
(11) Deveci O, Onkol M, Unver HO, Ozturk Z. Design and development of a low-cost solar powered drip irrigation system using Systems Modeling Language. J Clean Prod 2015;102:529–44. http://dx.doi.org/10.1016/j.jclepro.2015.04.124.
(12) A review of sustainable solar irrigation systems for Sub-Saharan Africa, Saeed Mohammed Wazed, Ben Hughes, Dominic O'Connor, John Kaiser S. Calautit. https://www.researchgate.net/publication/319666224_A_review_of_sustainable_solar_irrigation_systems_for_Sub-Saharan_Africa
(13). solar PV power for a project in Turkey covering 1000 m2 and containing over 100 trees, it was considered that it would require 1450 l of water/day. From June to October, the site was irrigated 2 h a day with the help of an automatic timer. The PV panels (generating 132 Wh/day using two 10 W PV panels to generate 12 VDC) charged a battery (14 Ah, 12 VDC) buffer throughout the day during available sunlight using Maximum Power Point Tracker (MMPT) to increase the PV conversion efficiency to operate at the maximum power point of the I-V curve.

## Emissions CalculationsEthio (hidden)
GHG Accounting SCPZ Ethiopia
| Color code: |  |  |  |  | Summary of technology development for adopting a low emission path
| red cells: Assumptions |  |  |  |  | Solar PV for irrigation (MW): |  |  | 1.3562
| black cells: Calculations |  |  |  |  | Solar PV for lighting and processing (MW) |  |  | 20.8669
[6 empty] | Volume Digesters (m3) |  |  | 10102.9304
Assumptions | Emission factor (tCO2/MWh) for Diesel | 0.64
| Yearly irrigation hours (h) | 1825
| Yearly hours for lighting and processing (h) | 4380
| Yearly hours running Diesel equivallent biogas plants | 4380
| Efficiency of solar PV systems | 0.8
| Ratio tCH4/tCO2 eq avoided | 25
| Country digesters ratio compared to overall programme | 41.11%
| Year |  | 1 | 2 | 3 | 4 | 5 | 6 | 7 | 8 | 9 | 10 | 11 | 12 | 13 | 14 | 15 | 16 | 17 | 18 | 19 | 20 | 21 | 22 | 23 | 24 | 25
Energy Balance | Annual solar energy generation for irrigation (MWh) |  | 1980.0313 | 1980.0313 | 1980.0313 | 1980.0313 | 1980.0313 | 1980.0313 | 1980.0313 | 1980.0313 | 1980.0313 | 1980.0313 | 1980.0313 | 1980.0313 | 1980.0313 | 1980.0313 | 1980.0313 | 1980.0313 | 1980.0313 | 1980.0313 | 1980.0313 | 1980.0313 | 1980.0313 | 1980.0313 | 1980.0313 | 1980.0313 | 1980.0313
| Annual Solar energy Generation for lighting and processing (MWh) |  | 73117.7596 | 73117.7596 | 73117.7596 | 73117.7596 | 73117.7596 | 73117.7596 | 73117.7596 | 73117.7596 | 73117.7596 | 73117.7596 | 73117.7596 | 73117.7596 | 73117.7596 | 73117.7596 | 73117.7596 | 73117.7596 | 73117.7596 | 73117.7596 | 73117.7596 | 73117.7596 | 73117.7596 | 73117.7596 | 73117.7596 | 73117.7596 | 73117.7596
| Annual Energy generation from biogas plants (MWh) |  | 18443.8879 | 18443.8879 | 18443.8879 | 18443.8879 | 18443.8879 | 18443.8879 | 18443.8879 | 18443.8879 | 18443.8879 | 18443.8879 | 18443.8879 | 18443.8879 | 18443.8879 | 18443.8879 | 18443.8879 | 18443.8879 | 18443.8879 | 18443.8879 | 18443.8879 | 18443.8879 | 18443.8879 | 18443.8879 | 18443.8879 | 18443.8879 | 18443.8879
Emissions Baseline | Baseline 100% Diesel for solar irrigation and lighting (tCO2eq) |  | 0 | 0 | 0 | 0 | 0 | 0 | 0 | 0 | 0 | 0 | 0 | 0 | 0 | 0 | 0 | 0 | 0 | 0 | 0 | 0 | 0 | 0 | 0 | 0 | 0
| Baseline methane discharge from bio-waste (tCO2eq) |  | 196245.4479 | 196245.4479 | 196245.4479 | 196245.4479 | 196245.4479 | 196245.4479 | 196245.4479 | 196245.4479 | 196245.4479 | 196245.4479 | 196245.4479 | 196245.4479 | 196245.4479 | 196245.4479 | 196245.4479 | 196245.4479 | 196245.4479 | 196245.4479 | 196245.4479 | 196245.4479 | 196245.4479 | 196245.4479 | 196245.4479 | 196245.4479 | 196245.4479
| Baseline Diesel equivallent for biogas generators |  | 11804.0882 | 11804.0882 | 11804.0882 | 11804.0882 | 11804.0882 | 11804.0882 | 11804.0882 | 11804.0882 | 11804.0882 | 11804.0882 | 11804.0882 | 11804.0882 | 11804.0882 | 11804.0882 | 11804.0882 | 11804.0882 | 11804.0882 | 11804.0882 | 11804.0882 | 11804.0882 | 11804.0882 | 11804.0882 | 11804.0882 | 11804.0882 | 11804.0882
| Baseline non sequestration by agro forestry |  | 0 | 0 | 0 | 0 | 0 | 128300 | 128300 | 128300 | 128300 | 128300 | 128300 | 128300 | 128300 | 128300 | 128300 | 128300 | 128300 | 128300 | 128300 | 128300 | 128300 | 128300 | 128300 | 128300 | 128300
| Baseline non sequestration by crops |  | 26548.4036 | 26548.4036 | 26548.4036 | 26548.4036 | 26548.4036 | 26548.4036 | 26548.4036 | 26548.4036 | 26548.4036 | 26548.4036 | 26548.4036 | 26548.4036 | 26548.4036 | 26548.4036 | 26548.4036 | 26548.4036 | 26548.4036 | 26548.4036 | 26548.4036 | 26548.4036 | 26548.4036 | 26548.4036 | 26548.4036 | 26548.4036 | 26548.4036
| Baseline emissions including CRA and Agroforestry (tCO2eq) |  | 234597.9397 | 234597.9397 | 234597.9397 | 234597.9397 | 234597.9397 | 362897.9397 | 362897.9397 | 362897.9397 | 362897.9397 | 362897.9397 | 362897.9397 | 362897.9397 | 362897.9397 | 362897.9397 | 362897.9397 | 362897.9397 | 362897.9397 | 362897.9397 | 362897.9397 | 362897.9397 | 362897.9397 | 362897.9397 | 362897.9397 | 362897.9397 | 362897.9397
Abatement (Energy & Waste) | Abatement attributed to solar irrigation systems (tCO2eq) |  | 0 | 0 | 0 | 0 | 0 | 0 | 0 | 0 | 0 | 0 | 0 | 0 | 0 | 0 | 0 | 0 | 0 | 0 | 0 | 0 | 0 | 0 | 0 | 0 | 0
| Abatement attributed to solar lighting and processing systems (tCO2eq) |  | 0 | 0 | 0 | 0 | 0 | 0 | 0 | 0 | 0 | 0 | 0 | 0 | 0 | 0 | 0 | 0 | 0 | 0 | 0 | 0 | 0 | 0 | 0 | 0 | 0
| Abatement attributed to the proportion of bio-waste digested (tCO2eq) | 0 | 174658.4486 | 174658.4486 | 174658.4486 | 174658.4486 | 174658.4486 | 174658.4486 | 174658.4486 | 174658.4486 | 174658.4486 | 174658.4486 | 174658.4486 | 174658.4486 | 174658.4486 | 174658.4486 | 174658.4486 | 174658.4486 | 174658.4486 | 174658.4486 | 174658.4486 | 174658.4486 | 174658.4486 | 174658.4486 | 174658.4486 | 174658.4486 | 174658.4486
| Abatement attibuted to avoided diesel using biogas for electricity (tCO2eq) |  | 11804.0882 | 11804.0882 | 11804.0882 | 11804.0882 | 11804.0882 | 11804.0882 | 11804.0882 | 11804.0882 | 11804.0882 | 11804.0882 | 11804.0882 | 11804.0882 | 11804.0882 | 11804.0882 | 11804.0882 | 11804.0882 | 11804.0882 | 11804.0882 | 11804.0882 | 11804.0882 | 11804.0882 | 11804.0882 | 11804.0882 | 11804.0882 | 11804.0882
Project_Estimates_2 (Biogas)
Renewable penetration (40% of 122,136,259 kWh)
| Annual Generation (MWh) |  | 3256.9669 | 3256.9669 | 3256.9669 | 3256.9669 | 3256.9669 | 3256.9669 | 3256.9669 | 3256.9669 | 3256.9669 | 3256.9669 | 3256.9669 | 3256.9669 | 3256.9669 | 3256.9669 | 3256.9669 | 3256.9669 | 3256.9669 | 3256.9669 | 3256.9669 | 3256.9669 | 3256.9669 | 3256.9669 | 3256.9669 | 3256.9669 | 3256.9669
| Households supported |  | 374.51 | 374.51 | 374.51 | 374.51 | 374.51 | 374.51 | 374.51 | 374.51 | 374.51 | 374.51 | 374.51 | 374.51 | 374.51 | 374.51 | 374.51 | 374.51 | 374.51 | 374.51 | 374.51 | 374.51 | 374.51 | 374.51 | 374.51 | 374.51 | 374.51
| Emissions per household |  | 4.86 | 4.86 | 4.86 | 4.86 | 4.86 | 4.86 | 4.86 | 4.86 | 4.86 | 4.86 | 4.86 | 4.86 | 4.86 | 4.86 | 4.86 | 4.86 | 4.86 | 4.86 | 4.86 | 4.86 | 4.86 | 4.86 | 4.86 | 4.86 | 4.86
| Net CO2 equivalent emission reduction/Yr (tCO2e/yr) |  | 1820.1186 | 1820.1186 | 1820.1186 | 1820.1186 | 1820.1186 | 1820.1186 | 1820.1186 | 1820.1186 | 1820.1186 | 1820.1186 | 1820.1186 | 1820.1186 | 1820.1186 | 1820.1186 | 1820.1186 | 1820.1186 | 1820.1186 | 1820.1186 | 1820.1186 | 1820.1186 | 1820.1186 | 1820.1186 | 1820.1186 | 1820.1186 | 1820.1186
Crop abatement | Crop adaptation
| Emissions avoided per hectare (average across crops and interventions) | 1.292
| Total hectares | 20548.3
| Net CO2 equivalent emission reduction/Yr (tCO2e/yr) |  | 26548.4036 | 26548.4036 | 26548.4036 | 26548.4036 | 26548.4036 | 26548.4036 | 26548.4036 | 26548.4036 | 26548.4036 | 26548.4036 | 26548.4036 | 26548.4036 | 26548.4036 | 26548.4036 | 26548.4036 | 26548.4036 | 26548.4036 | 26548.4036 | 26548.4036 | 26548.4036 | 26548.4036 | 26548.4036 | 26548.4036 | 26548.4036 | 26548.4036
Agroforestry abatement |  | Agroforestry Hectares (Ha) | 4: Total
|  | Cashew | 1: Mango; 2: **Coffee; 3: Woodlot
| Total Ha | 0 | 1: 0; 2: 30000; 3: 1000; 4: 31000
| *Trees per hectare | 625 | 1: 666; 2: 1000; 3: 1100
| Total trees | 0 | 1: 0; 2: 30000000; 3: 1100000; 4: 31100000
| Carbon Stored per Ha (Tonnes)* | 2.8 | 1: 2.8; 2: 3.9; 3: 11.3
| Total Carbon Sequestered | 0 | 1: 0; 2: 117000; 3: 11300; 4: 128300
| Total Annual Carbon Sequestered (Agroforestry) |  | 0 | 0 | 0 | 0 | 0 | 128300 | 128300 | 128300 | 128300 | 128300 | 128300 | 128300 | 128300 | 128300 | 128300 | 128300 | 128300 | 128300 | 128300 | 128300 | 128300 | 128300 | 128300 | 128300 | 128300
| Ex ante abatement estimates from roads constructions and rehabilitations (tCO2eq) | 0
| Total Estimated Emission Reductions |  | 213010.9404 | 213010.9404 | 213010.9404 | 213010.9404 | 213010.9404 | 341310.9404 | 341310.9404 | 341310.9404 | 341310.9404 | 341310.9404 | 341310.9404 | 341310.9404 | 341310.9404 | 341310.9404 | 341310.9404 | 341310.9404 | 341310.9404 | 341310.9404 | 341310.9404 | 341310.9404 | 341310.9404 | 341310.9404 | 341310.9404 | 341310.9404 | 341310.9404
| Total project Emissions by 2030 NDC Contribution (tCO2e) | 2771609.4044
| Total Emissions reductions by 2045 -Project Lifetime (tCo2e) (old) | 7891273.5109
| Total funding (USD) | 157177768.4392
| GCF (USD) | 71227089.6252
| Estimated cost per tCO2e | 19.9179
| Estimated GCF cost per tCO2e | 9.0261

## EthBiogas Electricity Fin (hidden)
Technology Assumptions |  |  | Source.
Project Capacity (kW) |  | 4210.9333
Capital Cost ($/kW) |  | 2570 | IRENA (2012)
Installed Capital Cost ($/kW) |  | 10822098.5884 |  | Grid Emission Factor | gCO2/kwh
|  |  |  | Ethiopia | 16
Fixed O&M ($/kW) | USD / kW | 0 |  | Guinea | 677
Fixed O&M Escalation | USD / kW | 0 |  | Senegal | 674
Variable O&M ($/kWh) | USD / kWh | 0 |  | Togo | 527
Total O & M ($/kWh) | USD / kWh | 0.009 |  |  | 1894
Capacity factor Biogas Power System | % | 30% | Assumption |  | 473.5 | 626 | Guinea, Senegal and Togo
Capacity factor diesel | % | 44% | Assumption | Combined Margin Grid Emission Factor, gCO2/kWh
Hours per year | Hour / Year | 4380 |  | The IFI Dataset of Default Grid Factors
v.2.0
Electricity price (grid) | USD / kWh | 0.08 | Assumption based on Trimble et. al/ World Bank 2016
Electricty price (diesel) | USD / kWh | 0.23 | Assumption based on IEA 2020 for Countries with Diesel based power systems
Emission factor (grid) | kg / kWh | 0.016 | Average based on IFI Dataset
Adjusted Emission Factor (grid) | kg / kWh | 0.626
Emission factor (diesel) | kg / kWh | 0.64 | Assumption based on AE GHG Tool
Degradation | % | 0%
Total Capital Cost | USD | 10822098.5884
1000 kWh | 1 | MWh
Kilogram per ton | 1000 | Kg / Ton
GJ per kWh | 0.0036 | GJ / kWh
Financial/Economic Assumptions
Debt Percentage | % | 100%
Interest Rate | % | 0%
Debt Term | Years | 25
Economic Life | Years | 25
Cost of Equity | % | 14.7% | Assumption
Cost of Capital Implicit Discount Rate | % | 0.75%
Social Discount Rate | % | 12% | AE/Africa
Private ESCO Discount Rate | % | 20% | Build up
Project summary
Cumulative capital investment | 10822098.5884 | USD
Cumulative O&M costs | 4149874.77 | USD
Total cumulative costs | 14971973.3584 | USD
Avoided electricity expenditure | -22691905.7983 | USD
Avoided social cost of carbon | -9157316.5502 | USD
Net cumulative costs | 46821195.7069 | USD
Project summary (per kWh)
Cumulative capital investment | 0.02347 | USD
Cumulative O&M costs | 0.009 | USD
Total cumulative costs | 0.03247 | USD
Avoided electricity expenditure | -0.049213 | USD
Avoided social cost of carbon | -0.01986 | USD
Net cumulative costs | 0.10154 | USD
LCOE
LCOE | USD2019 / kWh | 0.12732
LCOE (with externalities) | USD2019 / kWh | 0.14713
LCOE | USD2019 / GJ | 35.3667
LCOE (with externalities) | USD2019 / GJ | 40.8683
Electricity expenditure and emissions | Unit
Avoided electricity expenditure (grid) | USD | -21819140.1906
Avoided electricity expenditure (diesel) | USD | 47345439.3093
Avoided emissions (grid) | Kg | 7377555.1467
Avoided emissions (diesel) | Kg | 295102205.8665
Cumulative generation | kWh | 461097196.6663
Cumulative avoided emissions (grid) | Tons | -295102.2059
Year |  | 20X1 | 20X2 | 20X3 | 20X4 | 20X5 | 20X6 | 20X7 | 20X8 | 20X9 | 20X10 | 20X11 | 20X12 | 20X13 | 20X14 | 20X15 | 20X16 | 20X17 | 20X18 | 20X19 | 20X20 | 20X21 | 20X22 | 20X23 | 20X24 | 20X25 | 20X26 | 20X27 | 20X28 | 20X29 | 20X30 | 20X31 | 20X32 | 20X33 | 20X34 | 20X35 | 20X36
Time step for discounting |  | 0 | 1 | 2 | 3 | 4 | 5 | 6 | 7 | 8 | 9 | 10 | 11 | 12 | 13 | 14 | 15 | 16 | 17 | 18 | 19 | 20 | 21 | 22 | 23 | 24 | 25 | 26 | 27 | 28 | 29 | 30 | 31 | 32 | 33 | 34 | 35
Annual Generation (kWh) | kWh / Year | 18443887.8667 | 18443887.8667 | 18443887.8667 | 18443887.8667 | 18443887.8667 | 18443887.8667 | 18443887.8667 | 18443887.8667 | 18443887.8667 | 18443887.8667 | 18443887.8667 | 18443887.8667 | 18443887.8667 | 18443887.8667 | 18443887.8667 | 18443887.8667 | 18443887.8667 | 18443887.8667 | 18443887.8667 | 18443887.8667 | 18443887.8667 | 18443887.8667 | 18443887.8667 | 18443887.8667 | 18443887.8667 | 18443887.8667 | 0 | 0 | 0 | 0 | 0 | 0 | 0 | 0 | 0 | 0
Cumulative generation | kWh | 0: 461097196.6663
Annual O&M costs | Unit
Total O & M Cost ($/kWh) | 0.009
Annual O&M | USD / Year | 165994.9908 | 165994.9908 | 165994.9908 | 165994.9908 | 165994.9908 | 165994.9908 | 165994.9908 | 165994.9908 | 165994.9908 | 165994.9908 | 165994.9908 | 165994.9908 | 165994.9908 | 165994.9908 | 165994.9908 | 165994.9908 | 165994.9908 | 165994.9908 | 165994.9908 | 165994.9908 | 165994.9908 | 165994.9908 | 165994.9908 | 165994.9908 | 165994.9908 | 1642768.8674 | 0 | 0 | 0 | 0 | 0 | 0 | 0 | 0 | 0 | 0
Variable O&M | USD / Year | 0 | 0 | 0 | 0 | 0 | 0 | 0 | 0 | 0 | 0 | 0 | 0 | 0 | 0 | 0 | 0 | 0 | 0 | 0 | 0 | 0 | 0 | 0 | 0 | 0 | 0 | 0 | 0 | 0 | 0 | 0 | 0 | 0 | 0 | 0 | 0
Fuel cost diesel | USD / Year | 0 | 0 | 0 | 0 | 0 | 0 | 0 | 0 | 0 | 0 | 0 | 0 | 0 | 0 | 0 | 0 | 0 | 0 | 0 | 0 | 0 | 0 | 0 | 0 | 0 | 0 | 0 | 0 | 0 | 0 | 0 | 0 | 0 | 0 | 0 | 0
Operating Expenses | USD / Year | 165994.9908 | 165994.9908 | 165994.9908 | 165994.9908 | 165994.9908 | 165994.9908 | 165994.9908 | 165994.9908 | 165994.9908 | 165994.9908 | 165994.9908 | 165994.9908 | 165994.9908 | 165994.9908 | 165994.9908 | 165994.9908 | 165994.9908 | 165994.9908 | 165994.9908 | 165994.9908 | 165994.9908 | 165994.9908 | 165994.9908 | 165994.9908 | 165994.9908 | 1642768.8674 | 0 | 0 | 0 | 0 | 0 | 0 | 0 | 0 | 0 | 0
Cumulative O&M costs solar | Unit
Fixed O&M | USD | 0: 4149874.77
Variable O&M | USD | 0: 0
Total cumulative O&M | USD | 0: 4149874.77
Capital investment | Unit | 1 | 2 | 3 | 4 | 5 | 6 | 7 | 8 | 9 | 10
Total years of financing | Year | bar: 4149874.77 1
Annual capital investment | USD / Year | 10822098.5884 | 0 | 0 | 0 | 0 | 0 | 0 | 0 | 0 | 0
Financing payments | Unit
Interest Payment | USD / Year |  | 0 | 0 | 0 | 0 | 0 | 0 | 0 | 0 | 0 | 0 | 0 | 0 | 0 | 0 | 0 | 0 | 0 | 0 | 0 | 0 | 0 | 0 | 0 | 0 | 0 | 0 | 0 | 0 | 0 | 0 | 0 | 0 | 0 | 0 | 0
Principal Payment | USD / Year |  | 432883.9435 | 432883.9435 | 432883.9435 | 432883.9435 | 432883.9435 | 432883.9435 | 432883.9435 | 432883.9435 | 432883.9435 | 432883.9435 | 432883.9435 | 432883.9435 | 432883.9435 | 432883.9435 | 432883.9435 | 432883.9435 | 432883.9435 | 432883.9435 | 432883.9435 | 432883.9435 | 432883.9435 | 432883.9435 | 432883.9435 | 432883.9435 | 432883.9435 | 0 | 0 | 0 | 0 | 0 | 0 | 0 | 0 | 0 | 0
Total costs of financing | USD / Year | 10822098.5884 | 432883.9435 | 432883.9435 | 432883.9435 | 432883.9435 | 432883.9435 | 432883.9435 | 432883.9435 | 432883.9435 | 432883.9435 | 432883.9435 | 432883.9435 | 432883.9435 | 432883.9435 | 432883.9435 | 432883.9435 | 432883.9435 | 432883.9435 | 432883.9435 | 432883.9435 | 432883.9435 | 432883.9435 | 432883.9435 | 432883.9435 | 432883.9435 | 432883.9435 | 0 | 0 | 0 | 0 | 0 | 0 | 0 | 0 | 0 | 0
Total Annual cost | USD / Year | 10988093.5792 | 598878.9343 | 598878.9343 | 598878.9343 | 598878.9343 | 598878.9343 | 598878.9343 | 598878.9343 | 598878.9343 | 598878.9343 | 598878.9343 | 598878.9343 | 598878.9343 | 598878.9343 | 598878.9343 | 598878.9343 | 598878.9343 | 598878.9343 | 598878.9343 | 598878.9343 | 598878.9343 | 598878.9343 | 598878.9343 | 598878.9343 | 598878.9343 | 2075652.8109 | 0 | 0 | 0 | 0 | 0 | 0 | 0 | 0 | 0 | 0
|  | Upfront payment | Debt Service
Equity payment | USD / Year |  | 0 | 0 | 0 | 0 | 0 | 0 | 0 | 0 | 0 | 0 | 0 | 0 | 0 | 0 | 0 | 0 | 0 | 0 | 0 | 0 | 0 | 0 | 0 | 0 | 0 | 0 | 0 | 0 | 0 | 0 | 0 | 0 | 0 | 0 | 0
Equity funding | USD | 4149874.77 1: 0
NPV Energy | kWh2019 / Year | 18443887.8667 | 15369906.5555 | 12808255.463 | 10673546.2191 | 8894621.8493 | 7412184.8744 | 6176820.7287 | 5147350.6072 | 4289458.8393 | 3574549.0328 | 2978790.8607 | 2482325.7172 | 2068604.7643 | 1723837.3036 | 1436531.0864 | 1197109.2386 | 997591.0322 | 831325.8602 | 692771.5501 | 577309.6251 | 481091.3543 | 400909.4619 | 334091.2182 | 278409.3485 | 232007.7904 | 193339.8254 | 0 | 0 | 0 | 0 | 0 | 0 | 0 | 0 | 0 | 0
Present Value Cost | USD2019 / Year | 10988093.5792 | 499065.7786 | 415888.1488 | 346573.4574 | 288811.2145 | 240676.0121 | 200563.3434 | 167136.1195 | 139280.0996 | 116066.7496 | 96722.2914 | 80601.9095 | 67168.2579 | 55973.5482 | 46644.6235 | 38870.5196 | 32392.0997 | 26993.4164 | 22494.5137 | 18745.4281 | 15621.19 | 13017.6584 | 10848.0486 | 9040.0405 | 7533.3671 | 21758.2299 | 0 | 0 | 0 | 0 | 0 | 0 | 0 | 0 | 0 | 0
Present Value Cost (with externalities) | USD2019 / Year | 11354020.3145 | 804004.7247 | 670003.9372 | 558336.6144 | 465280.512 | 387733.76 | 323111.4666 | 269259.5555 | 224382.9629 | 186985.8025 | 155821.502 | 129851.2517 | 108209.3764 | 90174.4804 | 75145.4003 | 62621.1669 | 52184.3058 | 43486.9215 | 36239.1012 | 30199.251 | 25166.0425 | 20971.7021 | 17476.4184 | 14563.682 | 12136.4017 | 21854.1264 | 0 | 0 | 0 | 0 | 0 | 0 | 0 | 0 | 0 | 0
(1) Present value revenues if all sold | USD2019 / Year | 1475511.0293 | 1229592.5244 | 1024660.437 | 853883.6975 | 711569.7479 | 592974.79 | 494145.6583 | 411788.0486 | 343156.7071 | 285963.9226 | 238303.2689 | 198586.0574 | 165488.3811 | 137906.9843 | 114922.4869 | 95768.7391 | 79807.2826 | 66506.0688 | 55421.724 | 46184.77 | 38487.3083 | 32072.757 | 26727.2975 | 22272.7479 | 18560.6232 | 15467.186 | 0 | 0 | 0 | 0 | 0 | 0 | 0 | 0 | 0 | 0
(2) Present value revenues if consumed | USD2019 / Year | -872765.6076 | -727304.673 | -606087.2275 | -505072.6896 | -420893.908 | -350744.9233 | -292287.4361 | -243572.8634 | -202977.3862 | -169147.8218 | -140956.5182 | -117463.7652 | -97886.471 | -81572.0591 | -67976.7159 | -56647.2633 | -47206.0527 | -39338.3773 | -32781.9811 | -27318.3176 | -22765.2646 | -18971.0539 | -15809.2115 | -13174.343 | -10978.6191 | -9148.8493 | 0 | 0 | 0 | 0 | 0 | 0 | 0 | 0 | 0 | 0
Present value externalities | USD2019 / Year | -365926.7353 | -304938.9461 | -254115.7884 | -211763.157 | -176469.2975 | -147057.7479 | -122548.1233 | -102123.436 | -85102.8634 | -70919.0528 | -59099.2107 | -49249.3422 | -41041.1185 | -34200.9321 | -28500.7768 | -23750.6473 | -19792.2061 | -16493.5051 | -13744.5876 | -11453.823 | -9544.8525 | -7954.0437 | -6628.3698 | -5523.6415 | -4603.0346 | -95.8966 | 0 | 0 | 0 | 0 | 0 | 0 | 0 | 0 | 0 | 0
Emissions relative to grid electricity | Unit
Annual emissions Avoided (tCO2eq) | Ton / Year | -11804.0882 | -11804.0882 | -11804.0882 | -11804.0882 | -11804.0882 | -11804.0882 | -11804.0882 | -11804.0882 | -11804.0882 | -11804.0882 | -11804.0882 | -11804.0882 | -11804.0882 | -11804.0882 | -11804.0882 | -11804.0882 | -11804.0882 | -11804.0882 | -11804.0882 | -11804.0882 | -11804.0882 | -11804.0882 | -11804.0882 | -11804.0882 | -11804.0882 | -295.1022 | 0 | 0 | 0 | 0 | 0 | 0 | 0 | 0 | 0 | 0
Cumulative Avoided Emissions | Tons | 4149874.77 1: -295102.2059
Avoided electricity cost | Unit
Avoided electricity cost (grid) | USD / Year | -872765.6076 | -872765.6076 | -872765.6076 | -872765.6076 | -872765.6076 | -872765.6076 | -872765.6076 | -872765.6076 | -872765.6076 | -872765.6076 | -872765.6076 | -872765.6076 | -872765.6076 | -872765.6076 | -872765.6076 | -872765.6076 | -872765.6076 | -872765.6076 | -872765.6076 | -872765.6076 | -872765.6076 | -872765.6076 | -872765.6076 | -872765.6076 | -872765.6076 | -872765.6076 | 0 | 0 | 0 | 0 | 0 | 0 | 0 | 0 | 0 | 0
Cumulative avoided electricity cost (grid) | USD | 4149874.77 1: -22691905.7983
Externalities
Avoided social cost of carbon (SCC) | Unit
Social cost of carbon per ton of CO2 | USD / Ton | 4149874.77 1: 31
Avoided annual social cost of carbon | USD / Year | -365926.7353 | -365926.7353 | -365926.7353 | -365926.7353 | -365926.7353 | -365926.7353 | -365926.7353 | -365926.7353 | -365926.7353 | -365926.7353 | -365926.7353 | -365926.7353 | -365926.7353 | -365926.7353 | -365926.7353 | -365926.7353 | -365926.7353 | -365926.7353 | -365926.7353 | -365926.7353 | -365926.7353 | -365926.7353 | -365926.7353 | -365926.7353 | -365926.7353 | -9148.1684 | 0 | 0 | 0 | 0 | 0 | 0 | 0 | 0 | 0 | 0
Cumulative social cost of carbon | USD | 4149874.77 1: -9157316.5502
Additional costs of carbon compared to grid | USD / Year | -9148.1684 | -9148.1684 | -9148.1684 | -9148.1684 | -9148.1684 | -9148.1684 | -9148.1684 | -9148.1684 | -9148.1684 | -9148.1684 | -9148.1684 | -9148.1684 | -9148.1684 | -9148.1684 | -9148.1684 | -9148.1684 | -9148.1684 | -9148.1684 | -9148.1684 | -9148.1684 | -9148.1684 | -9148.1684 | -9148.1684 | -9148.1684 | -9148.1684 | -9148.1684 | 0 | 0 | 0 | 0 | 0 | 0 | 0 | 0 | 0 | 0
Cumulative difference in SCC | USD | 4149874.77 1: -237852.3779
Calculation of annual net benefits | Unit
Avoided electricity cost (grid) | USD / Year | -872765.6076 | -872765.6076 | -872765.6076 | -872765.6076 | -872765.6076 | -872765.6076 | -872765.6076 | -872765.6076 | -872765.6076 | -872765.6076 | -872765.6076 | -872765.6076 | -872765.6076 | -872765.6076 | -872765.6076 | -872765.6076 | -872765.6076 | -872765.6076 | -872765.6076 | -872765.6076 | -872765.6076 | -872765.6076 | -872765.6076 | -872765.6076 | -872765.6076 | -872765.6076 | 0 | 0 | 0 | 0 | 0 | 0 | 0 | 0 | 0 | 0
Avoided annual social cost of carbon | USD / Year | -365926.7353 | -365926.7353 | -365926.7353 | -365926.7353 | -365926.7353 | -365926.7353 | -365926.7353 | -365926.7353 | -365926.7353 | -365926.7353 | -365926.7353 | -365926.7353 | -365926.7353 | -365926.7353 | -365926.7353 | -365926.7353 | -365926.7353 | -365926.7353 | -365926.7353 | -365926.7353 | -365926.7353 | -365926.7353 | -365926.7353 | -365926.7353 | -365926.7353 | -9148.1684 | 0 | 0 | 0 | 0 | 0 | 0 | 0 | 0 | 0 | 0
Annual benefits | USD / Year | -1238692.3429 | -1238692.3429 | -1238692.3429 | -1238692.3429 | -1238692.3429 | -1238692.3429 | -1238692.3429 | -1238692.3429 | -1238692.3429 | -1238692.3429 | -1238692.3429 | -1238692.3429 | -1238692.3429 | -1238692.3429 | -1238692.3429 | -1238692.3429 | -1238692.3429 | -1238692.3429 | -1238692.3429 | -1238692.3429 | -1238692.3429 | -1238692.3429 | -1238692.3429 | -1238692.3429 | -1238692.3429 | -881913.776 | 0 | 0 | 0 | 0 | 0 | 0 | 0 | 0 | 0 | 0
Capital investment | USD / Year | 10822098.5884 | 0 | 0 | 0 | 0 | 0 | 0 | 0 | 0 | 0
O&M costs | USD / Year | 165994.9908 | 165994.9908 | 165994.9908 | 165994.9908 | 165994.9908 | 165994.9908 | 165994.9908 | 165994.9908 | 165994.9908 | 165994.9908 | 165994.9908 | 165994.9908 | 165994.9908 | 165994.9908 | 165994.9908 | 165994.9908 | 165994.9908 | 165994.9908 | 165994.9908 | 165994.9908 | 165994.9908 | 165994.9908 | 165994.9908 | 165994.9908 | 165994.9908 | 1642768.8674 | 0 | 0 | 0 | 0 | 0 | 0 | 0 | 0 | 0 | 0
Fuel costs | USD / Year | 0 | 0 | 0 | 0 | 0 | 0 | 0 | 0 | 0 | 0 | 0 | 0 | 0 | 0 | 0 | 0 | 0 | 0 | 0 | 0 | 0 | 0 | 0 | 0 | 0 | 0 | 0 | 0 | 0 | 0 | 0 | 0 | 0 | 0 | 0 | 0
Interest Payment | USD / Year | 0 | 0 | 0 | 0 | 0 | 0 | 0 | 0 | 0 | 0 | 0 | 0 | 0 | 0 | 0 | 0 | 0 | 0 | 0 | 0 | 0 | 0 | 0 | 0 | 0 | 0 | 0 | 0 | 0 | 0 | 0 | 0 | 0 | 0 | 0 | 0
Principal Payment | USD / Year | 0 | 432883.9435 | 432883.9435 | 432883.9435 | 432883.9435 | 432883.9435 | 432883.9435 | 432883.9435 | 432883.9435 | 432883.9435 | 432883.9435 | 432883.9435 | 432883.9435 | 432883.9435 | 432883.9435 | 432883.9435 | 432883.9435 | 432883.9435 | 432883.9435 | 432883.9435 | 432883.9435 | 432883.9435 | 432883.9435 | 432883.9435 | 432883.9435 | 432883.9435 | 0 | 0 | 0 | 0 | 0 | 0 | 0 | 0 | 0 | 0
Total cost | USD / Year | 10988093.5792 | 598878.9343 | 598878.9343 | 598878.9343 | 598878.9343 | 598878.9343 | 598878.9343 | 598878.9343 | 598878.9343 | 598878.9343 | 598878.9343 | 598878.9343 | 598878.9343 | 598878.9343 | 598878.9343 | 598878.9343 | 598878.9343 | 598878.9343 | 598878.9343 | 598878.9343 | 598878.9343 | 598878.9343 | 598878.9343 | 598878.9343 | 598878.9343 | 2075652.8109 | 0 | 0 | 0 | 0 | 0 | 0 | 0 | 0 | 0 | 0
Annual net benefits | USD / Year | -12226785.9221 | -1404687.3337 | -1404687.3337 | -1404687.3337 | -1404687.3337 | -1404687.3337 | -1404687.3337 | -1404687.3337 | -1404687.3337 | -1404687.3337 | -1404687.3337 | -1404687.3337 | -1404687.3337 | -1404687.3337 | -1404687.3337 | -1404687.3337 | -1404687.3337 | -1404687.3337 | -1404687.3337 | -1404687.3337 | -1404687.3337 | -1404687.3337 | -1404687.3337 | -1404687.3337 | -1404687.3337 | -2524682.6434 | 0 | 0 | 0 | 0 | 0 | 0 | 0 | 0 | 0 | 0
IRR calculations | Unit
Revenue calculations @grid price | USD / Year | 1475511.0293 | 1475511.0293 | 1475511.0293 | 1475511.0293 | 1475511.0293 | 1475511.0293 | 1475511.0293 | 1475511.0293 | 1475511.0293 | 1475511.0293 | 1475511.0293 | 1475511.0293 | 1475511.0293 | 1475511.0293 | 1475511.0293 | 1475511.0293 | 1475511.0293 | 1475511.0293 | 1475511.0293 | 1475511.0293 | 1475511.0293 | 1475511.0293 | 1475511.0293 | 1475511.0293 | 1475511.0293 | 1475511.0293 | 0 | 0 | 0 | 0 | 0 | 0 | 0 | 0 | 0 | 0
Total costs | USD / Year | 10988093.5792 | 598878.9343 | 598878.9343 | 598878.9343 | 598878.9343 | 598878.9343 | 598878.9343 | 598878.9343 | 598878.9343 | 598878.9343 | 598878.9343 | 598878.9343 | 598878.9343 | 598878.9343 | 598878.9343 | 598878.9343 | 598878.9343 | 598878.9343 | 598878.9343 | 598878.9343 | 598878.9343 | 598878.9343 | 598878.9343 | 598878.9343 | 598878.9343 | 2075652.8109 | 0 | 0 | 0 | 0 | 0 | 0 | 0 | 0 | 0 | 0
Profits | USD / Year | -9512582.5499 | 876632.095 | 876632.095 | 876632.095 | 876632.095 | 876632.095 | 876632.095 | 876632.095 | 876632.095 | 876632.095 | 876632.095 | 876632.095 | 876632.095 | 876632.095 | 876632.095 | 876632.095 | 876632.095 | 876632.095 | 876632.095 | 876632.095 | 876632.095 | 876632.095 | 876632.095 | 876632.095 | 876632.095 | -600141.7816 | 0 | 0 | 0 | 0 | 0 | 0 | 0 | 0 | 0 | 0
Profits + externalities | USD / Year | -9878509.2852 | 510705.3597 | 510705.3597 | 510705.3597 | 510705.3597 | 510705.3597 | 510705.3597 | 510705.3597 | 510705.3597 | 510705.3597 | 510705.3597 | 510705.3597 | 510705.3597 | 510705.3597 | 510705.3597 | 510705.3597 | 510705.3597 | 510705.3597 | 510705.3597 | 510705.3597 | 510705.3597 | 510705.3597 | 510705.3597 | 510705.3597 | 510705.3597 | -609289.9499 | 0 | 0 | 0 | 0 | 0 | 0 | 0 | 0 | 0 | 0
Cumulative revenues | USD | 4149874.77 1: 36887775.7333
Cumulative profits | USD | 4149874.77 1: 11526587.73
Cumulative profits (inc. externalities) | USD | 4149874.77 1: 2378419.3481
IRR (20X0-25) | 7.641%
IRR with externalities (20X0-25) | 1.803%
NPV (20X0-25) | Cost of Capital Imp Rate | 4149874.77 1: 9604114.6265
| Social Discount | 4149874.77 1: -2400537.0332
| ESCO Discount Rate | 4149874.77 1: -4320465.2963
NPV with externalities (20X0-25) | Cost of Capital Imp Rate | 4149874.77 1: 1290714.6074
| Social Discount | 4149874.77 1: -5270551.3228
| ESCO Discount Rate | 4149874.77 1: -6130919.662
References.
IRENA 2012. RENEWABLE ENERGY TECHNOLOGIES: COST ANALYSIS SERIES. Volume 1: Power Sector. Issue 5/. Biomass for Power Generation. . https://www.irena.org/publications/2012/Jun/Renewable-Energy-Cost-Analysis---Biomass-for-Power-Generation
Chris Trimble, Masami Kojima, Ines Perez Arroyo, Farah Mohammadzadeh. Financial Viability of Electricity Sectors in Sub-Saharan Africa. Quasi-Fiscal Deficits and Hidden Costs. https://documents.worldbank.org/en/publication/documents-reports/documentdetail/182071470748085038/financial-viability-of-electricity-sectors-in-sub-saharan-africa-quasi-fiscal-deficits-and-hidden-costs
IEA. Energy Prices. May 2020. https://www.iea.org/reports/energy-prices-2020
The IFI Dataset of Default Grid Factors v.2.0. https://unfccc.int/sites/default/files/resource/Harmonized_Grid_Emission_factor_data_set.pdf

## EthiopiaDigesterAnaly (hidden)
Biogas Production Potential (m3) and Net Equivalent Emission Reduction (tCo2eq)
Feedstock | Annual Biogas Generation | Model uncertainty correction factor 0.94 | Methane Concentration/ methane conversion factor | m3 methane gas available annually | Annual Methane Mass Rate | Methane prevention/avoidance (1 kg = 0.001 tonne) | CO2eq equivalent emissions from direct discharge into atmosphere | CO2eq emissions from conversion of methane to CO2 during end-use (gas-to-energy) | Net CO2 equivalent emission reduction/Yr
| m3/yr | [M3/yr] | [%] | m3/y | kg/yr | tCH4 | tCo2eq | tCo2eq | tCo2eq
Cattle manure | 9057341.9732 | 8513901.4548 | 0.65 | 5534035.9456 | 3707804.0836 | 3707.8041 | 92695.1021 | 10196.4612 | 82498.6409
Sheep & Goat | 9963097.7211 | 9365311.8578 | 0.65 | 6087452.7076 | 4078593.3141 | 4078.5933 | 101964.8329 | 11216.1316 | 90748.7012
Pig/swine | 0 | 0 | 0.65 | 0 | 0 | 0 | 0 | 0 | 0
Poultry/chicken | 154922.2392 | 145626.9049 | 0.65 | 94657.4882 | 63420.5171 | 63.4205 | 1585.5129 | 174.4064 | 1411.1065
Fish/aquaculture | 0 | 0 | 0.71 | 0 | 0 | 0 | 0 | 0 | 0
Agro/food waste | 0 | 0 | 0.665 | 0 | 0 | 0 | 0 | 0 | 0
Human waste/sewage | 0 | 0 | 0.65 | 0 | 0 | 0 | 0 | 0 | 0
Total | 19175361.9335 | 18024840.2175 |  | 11716146.1414 | 7849817.9147 | 7849.8179 | 196245.4479 | 21586.9993 | 174658.4486
Parameters and Conversion Factors | Values | Sources.
1 m3 of biogas = 0.65 m3 of methane | 0.65 | IRENA 2016
Energy Value of 1 m3 of methane = 37.78 MJ of energy | 34 | Murphy et al 2003; Rahma et al 2017
Energy Value of 1 m3 of biogas = 21 -23 MJ of energy | 21 | IRENA 2016; Rahma et al 2017; Murphy et al 2003
Calorific Value of 1 m3 of biogas = 6kWh | 6 | (SSWM, 2017
1 m3/day of biogas = 8,060 MJ/year | 8060 | IRENA 2016
Energy Value of 1 kg (or 0.00174 m3) = of fuel wood = 16 MJ | 16 | Rahma et al 2017.
Energy Value of 1 kg (or 0.00174 m3) =of kerosene = 43 MJ | 43 | Rahma et al 2017.
Efficiency of biogas cookstove = 60% | 60% | Rahma et al 2017.
Efficiency of kerosene lighting = 6% | 6% | Rahma et al 2017.
Efficiency of fuelwood for cooking = 15% | 15% | Rahma et al 2017.
Capacity utilization Factor of biodigester = 80% | 80% | Rahma et al 2017.
Capacity utilization Factor of Genset = 55% | 54.96% | Rahma et al 2017.
Genset Efficiency 1 | 30% | Assumption based on Murphy et al 2004
Cost of biodigester = $300/m3 | 300 | Assumption based Amigun and Blottnitz (2010) and Idan (2012)
Price per cubic meter of methane | 0.22 | IRENA 2017
Price per liter of Kerosene = $1.6 | 1.6 | Tracy and Jacobson 2012.
Price per kg of Kerosene = 1 | 1 | Rahma et al 2017.
Price per Tonne of Fuelwood/Wood charcoal = $278 | 278 | FAOSTATS
Price pere kg of Urea = $0.25 | 0.25 | Rahma et al 2017.
Urea Utilization | 0.0002 | Assumption based on Rahman et al 2017
Uncertainty and Market Adjustment for biogas and urea | 0.1
Uncertainty and Market Adjustment for Kerosene and wood charcoal | 0.1
Quality and Standards Agjustment for replacements | 0.01
1 cubic meter = 852.113 kg | 852.113
1 kg = 0.001174 1 cubic meter | 0.001174
1 liter = 0.001 cubic meters | 0.001
1 tonne = 2.832 cubic meters | 2.832
1GWh = 1000000 kWh | 1000000
1 GWh = 3.6 Terajoule (TJ) | 3.6
1 GWh = 1000 MWh | 1000
1 kWh = 3.6 MJ. | 3.6
1 MWh = 1000 kWh | 1000
1 liter = 1 kg | 1
1 tonne = 1000 kg | 1000
kW to Kwh= E(kWh) = P(kW) × t(h)
kWh to Kw= P(kW) = E(kWh) / t(h)
Assumptions for Financial Terms
Interest rate from GCF | 0% | Sovereign operation
Cost of borrowing from GCF | 0.75%
Social Discount rate | 12% | Africa/AfDB
Private Escos Discount rate | 20% | As build up
Dimensions of Facilities
Retention time [days] | 20
Total Volume of digester [m3] | 10102.9304
Annual biogas Generation Adjusted for Capacity Utilization (m3) | 15340289.5468
Annual biogas generation adjusted for Cap. Utilization and efficiency | 9204173.7281
Annual Equivalent utilization in Kerosene (liter) of 30% | 339239545.978
Annual Equivalent utilization in Fuelwood (tonne) of 70% | 260004.9076
Annual bioslurry utilization as fertilizer (urea) kg | 2613337.2311
Genset Power output [kWh] | 33556883.3836
Genset Power output Adjusted for Capacity Utilization [kWh] | 18443887.8667
Project Power Capacity (kW) | 4210.9333
Expected Expenditure |  | Project Year | 20X1 | 20X2 | 20X3 | 20X4 | 20X5 | 20X6 | 20X7 | 20X8 | 20X9 | 20X10 | 20X11 | 20X12 | 20X13 | 20X14 | 20X15 | 20X16 | 20X17 | 20X18 | 20X19 | 20X20 | 20X21 | 20X22 | 20X23 | 20X24 | 20X25
|  | Discounting Time | 0 | 1 | 2 | 3 | 4 | 5 | 6 | 7 | 8 | 9 | 10 | 11 | 12 | 13 | 14 | 15 | 16 | 17 | 18 | 19 | 20 | 21 | 22 | 23 | 24
Total Costs of biodigester and Accessories (US$300/m3) | 3030879.1254 |  | 3030879.1254 | 0 | 0 | 0 | 0 | 0 | 0 | 0 | 0 | 0 | 0 | 0 | 0 | 0 | 0 | 0 | 0 | 0 | 0 | 0 | 0 | 0 | 0 | 0 | 0
O&M (Annual Average 5%) of digester costs. | 151543.9563 |  | 151543.9563 | 898440.9701 | 898440.9701 | 898440.9701 | 898440.9701 | 898440.9701 | 898440.9701 | 898440.9701 | 898440.9701 | 898440.9701 | 898440.9701 | 898440.9701 | 898440.9701 | 898440.9701 | 898440.9701 | 898440.9701 | 898440.9701 | 898440.9701 | 898440.9701 | 898440.9701 | 898440.9701 | 898440.9701 | 898440.9701 | 898440.9701 | 898440.9701
Total Costs of Biodigester Operation | 3182423.0817 |  | 3182423.0817 | 898440.9701 | 898440.9701 | 898440.9701 | 898440.9701 | 898440.9701 | 898440.9701 | 898440.9701 | 898440.9701 | 898440.9701 | 898440.9701 | 898440.9701 | 898440.9701 | 898440.9701 | 898440.9701 | 898440.9701 | 898440.9701 | 898440.9701 | 898440.9701 | 898440.9701 | 898440.9701 | 898440.9701 | 898440.9701 | 898440.9701 | 898440.9701
Discounted Expenditure (Social Discount Rate) |  |  | 3182423.0817 | 802179.4376 | 716231.6407 | 639492.5364 | 570975.4789 | 509799.5347 | 455178.156 | 406409.0679 | 362865.2392 | 323986.8207 | 289273.947 | 258280.3099 | 230607.4195 | 205899.4817 | 183838.823 | 164141.8062 | 146555.1841 | 130852.843 | 116832.8955 | 104315.0853 | 93138.469 | 83159.3473 | 74249.4172 | 66294.1225 | 59191.1808
Discounted Expenditure (ESCO Discount Rate) |  |  | 3182423.0817 | 748700.8084 | 623917.3404 | 519931.117 | 433275.9308 | 361063.2757 | 300886.0631 | 250738.3859 | 208948.6549 | 174123.8791 | 145103.2326 | 120919.3605 | 100766.1337 | 83971.7781 | 69976.4818 | 58313.7348 | 48594.779 | 40495.6492 | 33746.3743 | 28121.9786 | 23434.9822 | 19529.1518 | 16274.2932 | 13561.911 | 11301.5925
Expected Revenue |  |  | 20X1 | 20X2 | 20X3 | 20X4 | 20X5 | 20X6 | 20X7 | 20X8 | 20X9 | 20X10 | 20X11 | 20X12 | 20X13 | 20X14 | 20X15 | 20X16 | 20X17 | 20X18 | 20X19 | 20X20 | 20X21 | 20X22 | 20X23 | 20X24 | 20X25
Expected Revenue from methane | 257755.2151 |  | 257755.2151 | 1528272.4272 | 1528272.4272 | 1528272.4272 | 1528272.4272 | 1528272.4272 | 1528272.4272 | 1528272.4272 | 1528272.4272 | 1528272.4272 | 1528272.4272 | 1528272.4272 | 1528272.4272 | 1528272.4272 | 1528272.4272 | 1528272.4272 | 1528272.4272 | 1528272.4272 | 1528272.4272 | 1528272.4272 | 1528272.4272 | 1528272.4272 | 1528272.4272 | 1528272.4272 | 1528272.4272
Equivalent revenue from fertilizer/urea | 65333.4308 |  | 65333.4308 | 387368.6643 | 387368.6643 | 387368.6643 | 387368.6643 | 387368.6643 | 387368.6643 | 387368.6643 | 387368.6643 | 387368.6643 | 387368.6643 | 387368.6643 | 387368.6643 | 387368.6643 | 387368.6643 | 387368.6643 | 387368.6643 | 387368.6643 | 387368.6643 | 387368.6643 | 387368.6643 | 387368.6643 | 387368.6643 | 387368.6643 | 387368.6643
Total Expected Revenue | 323088.6459 |  | 323088.6459 | 1915641.0915 | 1915641.0915 | 1915641.0915 | 1915641.0915 | 1915641.0915 | 1915641.0915 | 1915641.0915 | 1915641.0915 | 1915641.0915 | 1915641.0915 | 1915641.0915 | 1915641.0915 | 1915641.0915 | 1915641.0915 | 1915641.0915 | 1915641.0915 | 1915641.0915 | 1915641.0915 | 1915641.0915 | 1915641.0915 | 1915641.0915 | 1915641.0915 | 1915641.0915 | 1915641.0915
Discounted Revenue (Social Discount Rate) |  |  | 323088.6459 | 1710393.8317 | 1527137.3497 | 1363515.4908 | 1217424.5454 | 1086986.2012 | 970523.394 | 866538.7446 | 773695.3077 | 690799.3819 | 616785.1624 | 550701.0378 | 491697.3552 | 439015.4957 | 391978.1212 | 349980.4653 | 312482.5583 | 279002.2842 | 249109.1823 | 222418.9128 | 198588.315 | 177310.9955 | 158313.3889 | 141351.2401 | 126206.4643
Discounted Revenue (ESCO Discount Rate) |  |  | 323088.6459 | 1596367.5762 | 1330306.3135 | 1108588.5946 | 923823.8288 | 769853.1907 | 641544.3256 | 534620.2713 | 445516.8928 | 371264.0773 | 309386.7311 | 257822.2759 | 214851.8966 | 179043.2472 | 149202.706 | 124335.5883 | 103612.9903 | 86344.1585 | 71953.4655 | 59961.2212 | 49967.6843 | 41639.737 | 34699.7808 | 28916.484 | 24097.07
Annual Cash flow |  |  | -2859334.4358 | 1017200.1214 | 1017200.1214 | 1017200.1214 | 1017200.1214 | 1017200.1214 | 1017200.1214 | 1017200.1214 | 1017200.1214 | 1017200.1214 | 1017200.1214 | 1017200.1214 | 1017200.1214 | 1017200.1214 | 1017200.1214 | 1017200.1214 | 1017200.1214 | 1017200.1214 | 1017200.1214 | 1017200.1214 | 1017200.1214 | 1017200.1214 | 1017200.1214 | 1017200.1214 | 1017200.1214
Potential Cost Savings from Replacements |  |  | 20X1 | 20X2 | 20X3 | 20X4 | 20X5 | 20X6 | 20X7 | 20X8 | 20X9 | 20X10 | 20X11 | 20X12 | 20X13 | 20X14 | 20X15 | 20X16 | 20X17 | 20X18 | 20X19 | 20X20 | 20X21 | 20X22 | 20X23 | 20X24 | 20X25
Equivalent Cost Savings from Kerosene (30%) | 542783.2736 |  | 542783.2736 | 3218218.1342 | 3218218.1342 | 3218218.1342 | 3218218.1342 | 3218218.1342 | 3218218.1342 | 3218218.1342 | 3218218.1342 | 3218218.1342 | 3218218.1342 | 3218218.1342 | 3218218.1342 | 3218218.1342 | 3218218.1342 | 3218218.1342 | 3218218.1342 | 3218218.1342 | 3218218.1342 | 3218218.1342 | 3218218.1342 | 3218218.1342 | 3218218.1342 | 3218218.1342 | 3218218.1342
Equivalent Cost Savings from wood charcoal | 72281.3643 |  | 72281.3643 | 428563.6804 | 428563.6804 | 428563.6804 | 428563.6804 | 428563.6804 | 428563.6804 | 428563.6804 | 428563.6804 | 428563.6804 | 428563.6804 | 428563.6804 | 428563.6804 | 428563.6804 | 428563.6804 | 428563.6804 | 428563.6804 | 428563.6804 | 428563.6804 | 428563.6804 | 428563.6804 | 428563.6804 | 428563.6804 | 428563.6804 | 428563.6804
Equivalent Cost Saving from fertilizer/urea | 65333.4308 |  | 65333.4308 | 387368.6643 | 387368.6643 | 387368.6643 | 387368.6643 | 387368.6643 | 387368.6643 | 387368.6643 | 387368.6643 | 387368.6643 | 387368.6643 | 387368.6643 | 387368.6643 | 387368.6643 | 387368.6643 | 387368.6643 | 387368.6643 | 387368.6643 | 387368.6643 | 387368.6643 | 387368.6643 | 387368.6643 | 387368.6643 | 387368.6643 | 387368.6643
Total Cost Savings from Replacement | 680398.0686 |  | 680398.0686 | 4034150.4789 | 4034150.4789 | 4034150.4789 | 4034150.4789 | 4034150.4789 | 4034150.4789 | 4034150.4789 | 4034150.4789 | 4034150.4789 | 4034150.4789 | 4034150.4789 | 4034150.4789 | 4034150.4789 | 4034150.4789 | 4034150.4789 | 4034150.4789 | 4034150.4789 | 4034150.4789 | 4034150.4789 | 4034150.4789 | 4034150.4789 | 4034150.4789 | 4034150.4789 | 4034150.4789
Discounted Cost Saving (Social Discount Rate) |  |  | 680398.0686 | 3601920.0704 | 3216000.0629 | 2871428.6276 | 2563775.5603 | 2289085.3217 | 2043826.1801 | 1824844.8037 | 1629325.7176 | 1454755.105 | 1298888.4866 | 1159721.863 | 1035465.9491 | 924523.1689 | 825467.1151 | 737024.2099 | 658057.3302 | 587551.1877 | 524599.2747 | 468392.2096 | 418207.33 | 373399.4018 | 333392.323 | 297671.717 | 265778.3187
Discounted Cost Saving (ESCO Discount Rate) |  |  | 680398.0686 | 3361792.0657 | 2801493.3881 | 2334577.8234 | 1945481.5195 | 1621234.5996 | 1351028.833 | 1125857.3608 | 938214.4674 | 781845.3895 | 651537.8246 | 542948.1871 | 452456.8226 | 377047.3522 | 314206.1268 | 261838.439 | 218198.6992 | 181832.2493 | 151526.8744 | 126272.3954 | 105226.9961 | 87689.1634 | 73074.3029 | 60895.2524 | 50746.0437
Potential Carbon Emission Avoidance
Annual Equivalent utilization in Kerosene (kg) of 30% | 33923954.5978 |  | 33923954.5978 | 201138633.3853 | 201138633.3853 | 201138633.3853 | 201138633.3853 | 201138633.3853 | 201138633.3853 | 201138633.3853 | 201138633.3853 | 201138633.3853 | 201138633.3853 | 201138633.3853 | 201138633.3853 | 201138633.3853 | 201138633.3853 | 201138633.3853 | 201138633.3853 | 201138633.3853 | 201138633.3853 | 201138633.3853 | 201138633.3853 | 201138633.3853 | 201138633.3853 | 201138633.3853 | 201138633.3853
Annual Power Output of kerosene (kWh) | 24312167.4618 |  | 24312167.4618 | 144149353.9261 | 144149353.9261 | 144149353.9261 | 144149353.9261 | 144149353.9261 | 144149353.9261 | 144149353.9261 | 144149353.9261 | 144149353.9261 | 144149353.9261 | 144149353.9261 | 144149353.9261 | 144149353.9261 | 144149353.9261 | 144149353.9261 | 144149353.9261 | 144149353.9261 | 144149353.9261 | 144149353.9261 | 144149353.9261 | 144149353.9261 | 144149353.9261 | 144149353.9261 | 144149353.9261
Annual Power Output of kerosene (kWh) Adjusted for Capacity Utilization | 13362709.6812 |  | 13362709.6812 | 79228886.946 | 79228886.946 | 79228886.946 | 79228886.946 | 79228886.946 | 79228886.946 | 79228886.946 | 79228886.946 | 79228886.946 | 79228886.946 | 79228886.946 | 79228886.946 | 79228886.946 | 79228886.946 | 79228886.946 | 79228886.946 | 79228886.946 | 79228886.946 | 79228886.946 | 79228886.946 | 79228886.946 | 79228886.946 | 79228886.946 | 79228886.946
Annual Equivalent utilization in Wood Charcoal (kg) of 70% | 26000490.7573 |  | 26000490.7573 | 154159597.2602 | 154159597.2602 | 154159597.2602 | 154159597.2602 | 154159597.2602 | 154159597.2602 | 154159597.2602 | 154159597.2602 | 154159597.2602 | 154159597.2602 | 154159597.2602 | 154159597.2602 | 154159597.2602 | 154159597.2602 | 154159597.2602 | 154159597.2602 | 154159597.2602 | 154159597.2602 | 154159597.2602 | 154159597.2602 | 154159597.2602 | 154159597.2602 | 154159597.2602 | 154159597.2602
Annual Power Output of Wood Charcoal (kWh) | 17333660.5049 |  | 17333660.5049 | 102773064.8402 | 102773064.8402 | 102773064.8402 | 102773064.8402 | 102773064.8402 | 102773064.8402 | 102773064.8402 | 102773064.8402 | 102773064.8402 | 102773064.8402 | 102773064.8402 | 102773064.8402 | 102773064.8402 | 102773064.8402 | 102773064.8402 | 102773064.8402 | 102773064.8402 | 102773064.8402 | 102773064.8402 | 102773064.8402 | 102773064.8402 | 102773064.8402 | 102773064.8402 | 102773064.8402
Annual Power Output of Wood Charcoal (kWh) Adjusted for Capacity Utilization | 9527109.1482 |  | 9527109.1482 | 56487214.9166 | 56487214.9166 | 56487214.9166 | 56487214.9166 | 56487214.9166 | 56487214.9166 | 56487214.9166 | 56487214.9166 | 56487214.9166 | 56487214.9166 | 56487214.9166 | 56487214.9166 | 56487214.9166 | 56487214.9166 | 56487214.9166 | 56487214.9166 | 56487214.9166 | 56487214.9166 | 56487214.9166 | 56487214.9166 | 56487214.9166 | 56487214.9166 | 56487214.9166 | 56487214.9166
Summary.
Annual Cost Savings from Replacement of Kerosene and Wood Charcoal with biogas ($) | 680398.0686
Total Discounted (Soc Disc) Cost Savings from Replacement of Kerosene and Wood Charcoal with biogas ($) over project lifespan | 32083499.4032
Total Discounted (ESCO Disc) Cost Savings from Replacement of Kerosene and Wood Charcoal with biogas ($) over project lifespan | 20597420.2447
IRR (2XX0-2X25) | 35.55%
NPV (2XX0-2X25) at Social Discount (0.75% surrogate for cost of capital) | 19261843.8432
NPV (2XX0-2X25) at Social Discount | 4516850.4878
NPV (2XX0-2X25) at ESCO Discount | 1802240.6529
LPG Equivalent (kg) | 11236762.093 | kg
Price of LPG | 0.55 | $/kg
Annual revenue from Equivalent biogas | 6180219.1512 | $/yr | 1: Energy value of methane 0.95(37.78 MJ/m3 = 35.9 MJ/m3
Total Costs of biodigester and Accessories (US$300/m3 | 3030879.1254 | $/yr | 1: 1 kWh [kilowatt hour] = 3.6 MJ [megaJoule]; 5: Murphy
O&M (Annual Average 10%) of digester costs. | 303087.9125 | $/yr
Total Costs over the First Year of Operation | 3333967.038 | $/yr
Total Costs over the digester lifespan | 10608076.939 | $/yr | 1: 1 m3 of biogas = 21 MJ; 2: 21; 3: 21
Cashflow of First Year of Operation | -3333966.488 |  | 1: 1 kWh = 3.6 MJ; 2: 3.6; 3: 3.6
Annual Cashflow after First Year of Operation | 2846252.1132 |  | 1: Efficiency; 2: 0.35; 3: 0.3
NPV at 75 bps | 263446.1451
NPV at 125 bps | -469762.1357 |  | 2: 2.0417; 3: 1.75; 4: 23920465.0386
Kwh to KW
|  |  |  | Hours | 8760 |  | 20503255.7474
income
|  |  |  | digester volume | income | income/volume
85

## EthSolarPV Financial Analysis (hidden)
Technology Assumptions
Solar PV for irrigation (kW): |  | 1356.1858
Solar PV for lighting and processing (kW) |  | 20866.9405
Total Project Solar PV Capacity (kW) |  | 22223.1264
Capital Cost Solar PV ($1000/kW) |  | 22223126.3546
Capital Cost Solar irrigation system accessories ($500/kW) |  | 678092.91
Fixed and Variable O&M (10% of Capital Cost) | USD / kW | 2222312.6355
Variable O&M Escalation | USD / kWh | 0
Capacity factor solar | % | 20% | Assumption based on SunMetrix
Capacity factor diesel | % | 44% | Assumption
Hours per year (irrigation) |  | 1825
Hours per year (processing) | Hour / Year | 4380
Electricity price (tariff) | USD / kWh | 0.08 | Assumption based on Trimble et. al/ World Bank 2016
Electricty price (diesel generator) | USD / kWh | 0.23 | Assumption based on IEA 2020 for Countries with Diesel based power systems
Annual solar energy generation for irrigation (kWh) |  | 1980031.2972
Annual Solar energy Generation for lighting and processing (kWh) |  | 73117759.6332
Emission factor (grid) | kg / MWh | 0.016 | Average based on IFI Dataset
Emission factor (diesel) | kg / MWh | 0 | Assumption based on AE GHG Tool
Degradation | % | 0%
Total Capital Investments (Solar processing and irrigation) | USD | 22901219.2646
1000 kWh | 1 | MWh
Kilogram per ton | 1000 | Kg / Ton
GJ per kWh | 0.0036 | GJ / kWh
Financial/Economic Assumptions
Debt Percentage | % | 100%
Interest Rate | % | 0%
Debt Term | Years | 25
Economic Life | Years | 25
Cost of Equity | % | 14.7%
Cost of Capital Imp Discount Rate | % | 0.75%
Social Discount Rate | % | 12%
ESCO Discount Rate | % | 20%
Project summary
Cumulative capital investment | 916048.7706 | USD
Cumulative O&M costs | 55557815.8864 | USD
Total cumulative costs | 56473864.657 | USD
Avoided electricity expenditure | 76537096.352 | USD
Avoided social cost of carbon | 0 | USD
Net cumulative costs | -20063231.695 | USD
Project summary (per kWh)
Cumulative capital investment | 0.00048792 | USD
Cumulative O&M costs | 0.029592 | USD
Total cumulative costs | 0.03008 | USD
Avoided electricity expenditure | 0.040767 | USD
Avoided social cost of carbon | 0 | USD
Net cumulative costs | -0.010686 | USD
LCOE
LCOE | USD2019 / kWh | 0.041748
LCOE (with externalities) | USD2019 / kWh | 0.041748
LCOE | USD2019 / GJ | 11.5966
LCOE (with externalities) | USD2019 / GJ | 11.5966
Electricity expenditure and emissions | Unit
Avoided electricity expenditure (grid) | USD | 71816685.8008
Avoided electricity expenditure (diesel) | USD | 353433401.7896
Avoided emissions (grid) | Kg | 30039116.3721
Avoided emissions (diesel) | Kg | 0
Cumulative generation | kWh | 1877444773.2589
Cumulative avoided emissions (grid) | Tons | 0
Year |  | 20X1 | 20X2 | 20X3 | 20X4 | 20X5 | 20X6 | 20X7 | 20X8 | 20X9 | 20X10 | 20X11 | 20X12 | 20X13 | 20X14 | 20X15 | 20X16 | 20X17 | 20X18 | 20X19 | 20X20 | 20X21 | 20X22 | 20X23 | 20X24 | 20X25 | 20X26 | 20X27 | 20X28 | 20X29 | 20X30 | 20X31 | 20X32 | 20X33 | 20X34 | 20X35 | 20X36
Time step for discounting |  | 0 | 1 | 2 | 3 | 4 | 5 | 6 | 7 | 8 | 9 | 10 | 11 | 12 | 13 | 14 | 15 | 16 | 17 | 18 | 19 | 20 | 21 | 22 | 23 | 24 | 25 | 26 | 27 | 28 | 29 | 30 | 31 | 32 | 33 | 34 | 35
Annual Generation (kWh) | kWh / Year | 75097790.9304 | 75097790.9304 | 75097790.9304 | 75097790.9304 | 75097790.9304 | 75097790.9304 | 75097790.9304 | 75097790.9304 | 75097790.9304 | 75097790.9304 | 75097790.9304 | 75097790.9304 | 75097790.9304 | 75097790.9304 | 75097790.9304 | 75097790.9304 | 75097790.9304 | 75097790.9304 | 75097790.9304 | 75097790.9304 | 75097790.9304 | 75097790.9304 | 75097790.9304 | 75097790.9304 | 75097790.9304 | 61700912.6657 | 61700912.6657 | 0 | 0 | 0 | 0 | 0 | 0 | 0 | 0 | 0
Cumulative generation | kWh | 0: 1877444773.2589
Annual O&M costs | Unit
Fixed and Variable O&M | USD / Year | 2222312.6355 | 2222312.6355 | 2222312.6355 | 2222312.6355 | 2222312.6355 | 2222312.6355 | 2222312.6355 | 2222312.6355 | 2222312.6355 | 2222312.6355 | 2222312.6355 | 2222312.6355 | 2222312.6355 | 2222312.6355 | 2222312.6355 | 2222312.6355 | 2222312.6355 | 2222312.6355 | 2222312.6355 | 2222312.6355 | 2222312.6355 | 2222312.6355 | 2222312.6355 | 2222312.6355 | 2222312.6355 | 1990816.9348 | 1990816.9348 | 0 | 0 | 0 | 0 | 0 | 0 | 0 | 0 | 0
Fuel cost diesel | USD / Year | 0 | 0 | 0 | 0 | 0 | 0 | 0 | 0 | 0 | 0 | 0 | 0 | 0 | 0 | 0 | 0 | 0 | 0 | 0 | 0 | 0 | 0 | 0 | 0 | 0 | 0 | 0 | 0 | 0 | 0 | 0 | 0 | 0 | 0 | 0 | 0
Operating Expenses | USD / Year | 2222312.6355 | 2222312.6355 | 2222312.6355 | 2222312.6355 | 2222312.6355 | 2222312.6355 | 2222312.6355 | 2222312.6355 | 2222312.6355 | 2222312.6355 | 2222312.6355 | 2222312.6355 | 2222312.6355 | 2222312.6355 | 2222312.6355 | 2222312.6355 | 2222312.6355 | 2222312.6355 | 2222312.6355 | 2222312.6355 | 2222312.6355 | 2222312.6355 | 2222312.6355 | 2222312.6355 | 2222312.6355 | 1990816.9348 | 0 | 0 | 0 | 0 | 0 | 0 | 0 | 0 | 0 | 0
Cumulative O&M costs solar | Unit
Fixed and Variable O&M | USD | 0: 55557815.8864
Variable O&M Escalation | USD | 0: 0
Total cumulative O&M | USD | 0: 55557815.8864
Capital investment | Unit | 1 | 2 | 3 | 4 | 5 | 6 | 7 | 8 | 9 | 10
Total years of financing | Year | bar: 55557815.8864 1
Total capital investment | USD / Year | 22901219.2646 | 0 | 0 | 0 | 0 | 0 | 0 | 0 | 0 | 0
Financing payments | Unit
Interest Payment | USD / Year |  | 0 | 0 | 0 | 0 | 0 | 0 | 0 | 0 | 0 | 0 | 0 | 0 | 0 | 0 | 0 | 0 | 0 | 0 | 0 | 0 | 0 | 0 | 0 | 0 | 0 | 0 | 0 | 0 | 0 | 0 | 0 | 0 | 0 | 0 | 0
Principal Payment | USD / Year |  | 916048.7706 | 916048.7706 | 916048.7706 | 916048.7706 | 916048.7706 | 916048.7706 | 916048.7706 | 916048.7706 | 916048.7706 | 916048.7706 | 916048.7706 | 916048.7706 | 916048.7706 | 916048.7706 | 916048.7706 | 916048.7706 | 916048.7706 | 916048.7706 | 916048.7706 | 916048.7706 | 916048.7706 | 916048.7706 | 916048.7706 | 916048.7706 | 916048.7706 | 0 | 0 | 0 | 0 | 0 | 0 | 0 | 0 | 0 | 0
Total costs of financing | USD / Year | 916048.7706 | 916048.7706 | 916048.7706 | 916048.7706 | 916048.7706 | 916048.7706 | 916048.7706 | 916048.7706 | 916048.7706 | 916048.7706 | 916048.7706 | 916048.7706 | 916048.7706 | 916048.7706 | 916048.7706 | 916048.7706 | 916048.7706 | 916048.7706 | 916048.7706 | 916048.7706 | 916048.7706 | 916048.7706 | 916048.7706 | 916048.7706 | 916048.7706 | 916048.7706 | 0 | 0 | 0 | 0 | 0 | 0 | 0 | 0 | 0 | 0
Total Annual cost | USD / Year | 3138361.406 | 3138361.406 | 3138361.406 | 3138361.406 | 3138361.406 | 3138361.406 | 3138361.406 | 3138361.406 | 3138361.406 | 3138361.406 | 3138361.406 | 3138361.406 | 3138361.406 | 3138361.406 | 3138361.406 | 3138361.406 | 3138361.406 | 3138361.406 | 3138361.406 | 3138361.406 | 3138361.406 | 3138361.406 | 3138361.406 | 3138361.406 | 3138361.406 | 2906865.7053 | 0 | 0 | 0 | 0 | 0 | 0 | 0 | 0 | 0 | 0
|  | Upfront payment | Debt Service
Equity payment | USD / Year |  | 0 | 0 | 0 | 0 | 0 | 0 | 0 | 0 | 0 | 0 | 0 | 0 | 0 | 0 | 0 | 0 | 0 | 0 | 0 | 0 | 0 | 0 | 0 | 0 | 0 | 0 | 0 | 0 | 0 | 0 | 0 | 0 | 0 | 0 | 0
Equity funding | USD | 55557815.8864 1: 0
NPV Energy | kWh2019 / Year | 75097790.9304 | 62581492.442 | 52151243.7016 | 43459369.7514 | 36216141.4595 | 30180117.8829 | 25150098.2357 | 20958415.1965 | 17465345.997 | 14554454.9975 | 12128712.4979 | 10107260.415 | 8422717.0125 | 7018930.8437 | 5849109.0364 | 4874257.5304 | 4061881.2753 | 3384901.0628 | 2820750.8856 | 2350625.738 | 1958854.7817 | 1632378.9847 | 1360315.8206 | 1133596.5172 | 944663.7643 | 646785.7409 | 538988.1175 | 0 | 0 | 0 | 0 | 0 | 0 | 0 | 0 | 0
Present Value Cost | USD2019 / Year | 3138361.406 | 2615301.1717 | 2179417.6431 | 1816181.3692 | 1513484.4744 | 1261237.062 | 1051030.885 | 875859.0708 | 729882.559 | 608235.4658 | 506862.8882 | 422385.7402 | 351988.1168 | 293323.4307 | 244436.1922 | 203696.8269 | 169747.3557 | 141456.1298 | 117880.1081 | 98233.4234 | 81861.1862 | 68217.6552 | 56848.046 | 47373.3716 | 39477.8097 | 30471.4988 | 0 | 0 | 0 | 0 | 0 | 0 | 0 | 0 | 0 | 0
Present Value Cost (with externalities) | USD2019 / Year | 3138361.406 | 2615301.1717 | 2179417.6431 | 1816181.3692 | 1513484.4744 | 1261237.062 | 1051030.885 | 875859.0708 | 729882.559 | 608235.4658 | 506862.8882 | 422385.7402 | 351988.1168 | 293323.4307 | 244436.1922 | 203696.8269 | 169747.3557 | 141456.1298 | 117880.1081 | 98233.4234 | 81861.1862 | 68217.6552 | 56848.046 | 47373.3716 | 39477.8097 | 30471.4988 | 0 | 0 | 0 | 0 | 0 | 0 | 0 | 0 | 0 | 0
(1) Present value revenues if all sold | USD2019 / Year | 6007823.2744 | 5006519.3954 | 4172099.4961 | 3476749.5801 | 2897291.3168 | 2414409.4306 | 2012007.8589 | 1676673.2157 | 1397227.6798 | 1164356.3998 | 970296.9998 | 808580.8332 | 673817.361 | 561514.4675 | 467928.7229 | 389940.6024 | 324950.502 | 270792.085 | 225660.0709 | 188050.059 | 156708.3825 | 130590.3188 | 108825.2656 | 90687.7214 | 75573.1011 | 51742.8593 | 43119.0494 | 0 | 0 | 0 | 0 | 0 | 0 | 0 | 0 | 0
(2) Present value revenues if consumed | USD2019 / Year | 2872667.432 | 2393889.5267 | 1994907.9389 | 1662423.2824 | 1385352.7354 | 1154460.6128 | 962050.5107 | 801708.7589 | 668090.6324 | 556742.1937 | 463951.8281 | 386626.5234 | 322188.7695 | 268490.6412 | 223742.201 | 186451.8342 | 155376.5285 | 129480.4404 | 107900.367 | 89916.9725 | 74930.8104 | 62442.342 | 52035.285 | 43362.7375 | 36135.6146 | 24741.0784 | 20617.5653 | 0 | 0 | 0 | 0 | 0 | 0 | 0 | 0 | 0
Present value externalities | USD2019 / Year | 0 | 0 | 0 | 0 | 0 | 0 | 0 | 0 | 0 | 0 | 0 | 0 | 0 | 0 | 0 | 0 | 0 | 0 | 0 | 0 | 0 | 0 | 0 | 0 | 0 | 0 | 0 | 0 | 0 | 0 | 0 | 0 | 0 | 0 | 0 | 0
Emissions relative to grid electricity | Unit
Annual emissions Avoided (tCO2eq) | Ton / Year | 0 | 0 | 0 | 0 | 0 | 0 | 0 | 0 | 0 | 0 | 0 | 0 | 0 | 0 | 0 | 0 | 0 | 0 | 0 | 0 | 0 | 0 | 0 | 0 | 0 | 0 | 0 | 0 | 0 | 0 | 0 | 0 | 0 | 0 | 0 | 0
Cumulative Avoided Emissions | Tons | 55557815.8864 1: 0
Avoided electricity cost | Unit
Avoided electricity cost (grid) | USD / Year | 2872667.432 | 2872667.432 | 2872667.432 | 2872667.432 | 2872667.432 | 2872667.432 | 2872667.432 | 2872667.432 | 2872667.432 | 2872667.432 | 2872667.432 | 2872667.432 | 2872667.432 | 2872667.432 | 2872667.432 | 2872667.432 | 2872667.432 | 2872667.432 | 2872667.432 | 2872667.432 | 2872667.432 | 2872667.432 | 2872667.432 | 2872667.432 | 2872667.432 | 2360205.2756 | 2360205.2756 | 0 | 0 | 0 | 0 | 0 | 0 | 0 | 0 | 0
Cumulative avoided electricity cost (grid) | USD | 55557815.8864 1: 76537096.352
Externalities
Avoided social cost of carbon (SCC) | Unit
Social cost of carbon per ton of CO2 | USD / Ton | 55557815.8864 1: 31
Avoided annual social cost of carbon | USD / Year | 0 | 0 | 0 | 0 | 0 | 0 | 0 | 0 | 0 | 0 | 0 | 0 | 0 | 0 | 0 | 0 | 0 | 0 | 0 | 0 | 0 | 0 | 0 | 0 | 0 | 0 | 0 | 0 | 0 | 0 | 0 | 0 | 0 | 0 | 0 | 0
Cumulative social cost of carbon | USD | 55557815.8864 1: 0
Additional costs of carbon compared to grid | USD / Year | -37248.5043 | -37248.5043 | -37248.5043 | -37248.5043 | -37248.5043 | -37248.5043 | -37248.5043 | -37248.5043 | -37248.5043 | -37248.5043 | -37248.5043 | -37248.5043 | -37248.5043 | -37248.5043 | -37248.5043 | -37248.5043 | -37248.5043 | -37248.5043 | -37248.5043 | -37248.5043 | -37248.5043 | -37248.5043 | -37248.5043 | -37248.5043 | -37248.5043 | -30603.6527 | -30603.6527 | 0 | 0 | 0 | 0 | 0 | 0 | 0 | 0 | 0
Cumulative difference in SCC | USD | 55557815.8864 1: -992419.9129
Calculation of annual net benefits | Unit
Avoided electricity cost (grid) | USD / Year | 2872667.432 | 2872667.432 | 2872667.432 | 2872667.432 | 2872667.432 | 2872667.432 | 2872667.432 | 2872667.432 | 2872667.432 | 2872667.432 | 2872667.432 | 2872667.432 | 2872667.432 | 2872667.432 | 2872667.432 | 2872667.432 | 2872667.432 | 2872667.432 | 2872667.432 | 2872667.432 | 2872667.432 | 2872667.432 | 2872667.432 | 2872667.432 | 2872667.432 | 2360205.2756 | 2360205.2756 | 0 | 0 | 0 | 0 | 0 | 0 | 0 | 0 | 0
Avoided annual social cost of carbon | USD / Year | 0 | 0 | 0 | 0 | 0 | 0 | 0 | 0 | 0 | 0 | 0 | 0 | 0 | 0 | 0 | 0 | 0 | 0 | 0 | 0 | 0 | 0 | 0 | 0 | 0 | 0 | 0 | 0 | 0 | 0 | 0 | 0 | 0 | 0 | 0 | 0
Annual benefits | USD / Year | 2872667.432 | 2872667.432 | 2872667.432 | 2872667.432 | 2872667.432 | 2872667.432 | 2872667.432 | 2872667.432 | 2872667.432 | 2872667.432 | 2872667.432 | 2872667.432 | 2872667.432 | 2872667.432 | 2872667.432 | 2872667.432 | 2872667.432 | 2872667.432 | 2872667.432 | 2872667.432 | 2872667.432 | 2872667.432 | 2872667.432 | 2872667.432 | 2872667.432 | 2360205.2756 | 2360205.2756 | 0 | 0 | 0 | 0 | 0 | 0 | 0 | 0 | 0
Capital investment | USD / Year | 22901219.2646 | 0 | 0 | 0 | 0 | 0 | 0 | 0 | 0 | 0
O&M costs | USD / Year | 2222312.6355 | 2222312.6355 | 2222312.6355 | 2222312.6355 | 2222312.6355 | 2222312.6355 | 2222312.6355 | 2222312.6355 | 2222312.6355 | 2222312.6355 | 2222312.6355 | 2222312.6355 | 2222312.6355 | 2222312.6355 | 2222312.6355 | 2222312.6355 | 2222312.6355 | 2222312.6355 | 2222312.6355 | 2222312.6355 | 2222312.6355 | 2222312.6355 | 2222312.6355 | 2222312.6355 | 2222312.6355 | 1990816.9348 | 1990816.9348 | #REF! | #REF! | #REF! | #REF! | #REF! | #REF! | #REF! | #REF! | #REF!
Fuel costs | USD / Year | 0 | 0 | 0 | 0 | 0 | 0 | 0 | 0 | 0 | 0 | 0 | 0 | 0 | 0 | 0 | 0 | 0 | 0 | 0 | 0 | 0 | 0 | 0 | 0 | 0 | 0 | 0 | 0 | 0 | 0 | 0 | 0 | 0 | 0 | 0 | 0
Interest Payment | USD / Year | 0 | 0 | 0 | 0 | 0 | 0 | 0 | 0 | 0 | 0 | 0 | 0 | 0 | 0 | 0 | 0 | 0 | 0 | 0 | 0 | 0 | 0 | 0 | 0 | 0 | 0 | 0 | 0 | 0 | 0 | 0 | 0 | 0 | 0 | 0 | 0
Principal Payment | USD / Year | 0 | 916048.7706 | 916048.7706 | 916048.7706 | 916048.7706 | 916048.7706 | 916048.7706 | 916048.7706 | 916048.7706 | 916048.7706 | 916048.7706 | 916048.7706 | 916048.7706 | 916048.7706 | 916048.7706 | 916048.7706 | 916048.7706 | 916048.7706 | 916048.7706 | 916048.7706 | 916048.7706 | 916048.7706 | 916048.7706 | 916048.7706 | 916048.7706 | 916048.7706 | 0 | 0 | 0 | 0 | 0 | 0 | 0 | 0 | 0 | 0
Total cost | USD / Year | 25123531.9 | 3138361.406 | 3138361.406 | 3138361.406 | 3138361.406 | 3138361.406 | 3138361.406 | 3138361.406 | 3138361.406 | 3138361.406 | 3138361.406 | 3138361.406 | 3138361.406 | 3138361.406 | 3138361.406 | 3138361.406 | 3138361.406 | 3138361.406 | 3138361.406 | 3138361.406 | 3138361.406 | 3138361.406 | 3138361.406 | 3138361.406 | 3138361.406 | 2906865.7053 | 1990816.9348 | #REF! | #REF! | #REF! | #REF! | #REF! | #REF! | #REF! | #REF! | #REF!
Annual net benefits | USD / Year | -22250864.468 | 650354.7966 | 650354.7966 | 650354.7966 | 650354.7966 | 650354.7966 | 650354.7966 | 650354.7966 | 650354.7966 | 650354.7966 | 650354.7966 | 650354.7966 | 650354.7966 | 650354.7966 | 650354.7966 | 650354.7966 | 650354.7966 | 650354.7966 | 650354.7966 | 650354.7966 | 650354.7966 | 650354.7966 | 650354.7966 | 650354.7966 | 650354.7966 | 369388.3409 | 369388.3409 | #REF! | #REF! | #REF! | #REF! | #REF! | #REF! | #REF! | #REF! | #REF!
IRR calculations | Unit
Revenue calculations @grid price | USD / Year | 6007823.2744 | 6007823.2744 | 6007823.2744 | 6007823.2744 | 6007823.2744 | 6007823.2744 | 6007823.2744 | 6007823.2744 | 6007823.2744 | 6007823.2744 | 6007823.2744 | 6007823.2744 | 6007823.2744 | 6007823.2744 | 6007823.2744 | 6007823.2744 | 6007823.2744 | 6007823.2744 | 6007823.2744 | 6007823.2744 | 6007823.2744 | 6007823.2744 | 6007823.2744 | 6007823.2744 | 6007823.2744 | 4936073.0133 | 4936073.0133 | 0 | 0 | 0 | 0 | 0 | 0 | 0 | 0 | 0
Total costs | USD / Year | 25123531.9 | 3138361.406 | 3138361.406 | 3138361.406 | 3138361.406 | 3138361.406 | 3138361.406 | 3138361.406 | 3138361.406 | 3138361.406 | 3138361.406 | 3138361.406 | 3138361.406 | 3138361.406 | 3138361.406 | 3138361.406 | 3138361.406 | 3138361.406 | 3138361.406 | 3138361.406 | 3138361.406 | 3138361.406 | 3138361.406 | 3138361.406 | 3138361.406 | 2906865.7053 | 1990816.9348 | #REF! | #REF! | #REF! | #REF! | #REF! | #REF! | #REF! | #REF! | #REF!
Profits | USD / Year | -19115708.6256 | 2869461.8684 | 2869461.8684 | 2869461.8684 | 2869461.8684 | 2869461.8684 | 2869461.8684 | 2869461.8684 | 2869461.8684 | 2869461.8684 | 2869461.8684 | 2869461.8684 | 2869461.8684 | 2869461.8684 | 2869461.8684 | 2869461.8684 | 2869461.8684 | 2869461.8684 | 2869461.8684 | 2869461.8684 | 2869461.8684 | 2869461.8684 | 2869461.8684 | 2869461.8684 | 2869461.8684 | 2029207.3079 | 2945256.0785 | #REF! | #REF! | #REF! | #REF! | #REF! | #REF! | #REF! | #REF! | #REF!
Profits + externalities | USD / Year | -19115708.6256 | 2869461.8684 | 2869461.8684 | 2869461.8684 | 2869461.8684 | 2869461.8684 | 2869461.8684 | 2869461.8684 | 2869461.8684 | 2869461.8684 | 2869461.8684 | 2869461.8684 | 2869461.8684 | 2869461.8684 | 2869461.8684 | 2869461.8684 | 2869461.8684 | 2869461.8684 | 2869461.8684 | 2869461.8684 | 2869461.8684 | 2869461.8684 | 2869461.8684 | 2869461.8684 | 2869461.8684 | 2029207.3079 | 2945256.0785 | #REF! | #REF! | #REF! | #REF! | #REF! | #REF! | #REF! | #REF! | #REF!
Cumulative revenues | USD | 55557815.8864 1: 150195581.8607
Cumulative profits | USD | 55557815.8864 1: 49751376.2157
Cumulative profits (inc. externalities) | USD | 55557815.8864 1: 49751376.2157
IRR (2XX0-2X25) | 14.42%
IRR with externalities (2XX0-2X25) | 14.42%
NPV (2XX0-2X25) | Cost of Capital Imp Rate | 55557815.8864 1: 43369093.3472
| Social Discount | 55557815.8864 1: 2875972.098
| ESCO Discount Rate | 55557815.8864 1: -4124063.1174
NPV with externalities (2XX0-2X25) | Cost of Capital Imp Rate | 55557815.8864 1: 43369093.3472
| Social Discount | 55557815.8864 1: 2875972.098
| ESCO Discount Rate | 55557815.8864 1: -4124063.1174

## Emissions CalculationsGuinea
GHG Accounting SCPZ Guinea
| Color code: |  |  |  |  | Summary of technology development for adopting a low emission path
| red cells: Assumptions |  |  |  |  | Solar PV for irrigation (MW): |  |  | 0.77946
| black cells: Calculations |  |  |  |  | Solar PV for lighting and processing (MW) |  |  | 4.2507
[6 empty] | Volume Digesters (m3) |  |  | 9911.0086
Assumptions
| Yearly irrigation hours (h) | 1825
| Yearly hours for lighting and processing (h) | 4380
| Yearly hours running Diesel equivallent biogas plants | 4380
| Efficiency of solar PV systems | 0.8
| Ratio tCH4/tCO2 eq avoided | 25
| Country digesters ratio compared to overall programme | 40.33%
| Year |  | 1 | 2 | 3 | 4 | 5 | 6 | 7 | 8 | 9 | 10 | 11 | 12 | 13 | 14 | 15 | 16 | 17 | 18 | 19 | 20 | 21 | 22 | 23 | 24 | 25
Energy Balance | Annual solar energy generation for irrigation (MWh) |  | 1: 1138.0116; 2: 1138.0116; 3: 1138.0116; 4: 1138.0116; 5: 1138.0116
| Annual Solar energy Generation for lighting and processing (MWh) |  | 14894.2953 | 14894.2953 | 14894.2953 | 14894.2953 | 14894.2953 | 14894.2953 | 14894.2953 | 14894.2953 | 14894.2953 | 14894.2953 | 14894.2953 | 14894.2953 | 14894.2953 | 14894.2953 | 14894.2953 | 14894.2953 | 14894.2953 | 14894.2953 | 14894.2953 | 14894.2953 | 14894.2953 | 14894.2953 | 14894.2953 | 14894.2953 | 14894.2953
| Annual Energy generation from biogas plants (MWh) |  | 18093.5158 | 18093.5158 | 18093.5158 | 18093.5158 | 18093.5158 | 18093.5158 | 18093.5158 | 18093.5158 | 18093.5158 | 18093.5158 | 18093.5158 | 18093.5158 | 18093.5158 | 18093.5158 | 18093.5158 | 18093.5158 | 18093.5158 | 18093.5158 | 18093.5158 | 18093.5158 | 18093.5158 | 18093.5158 | 18093.5158 | 18093.5158 | 18093.5158
Emissions Baseline | Baseline 100% Diesel for solar irrigation and lighting (tCO2eq) |  | 4276.7782 | 4276.7782 | 4276.7782 | 4276.7782 | 4276.7782 | 4276.7782 | 4276.7782 | 4276.7782 | 4276.7782 | 4276.7782 | 4276.7782 | 4276.7782 | 4276.7782 | 4276.7782 | 4276.7782 | 4276.7782 | 4276.7782 | 4276.7782 | 4276.7782 | 4276.7782 | 4276.7782 | 4276.7782 | 4276.7782 | 4276.7782 | 4276.7782
| Baseline methane discharge from bio-waste (tCO2eq) |  | 192517.442 | 192517.442 | 192517.442 | 192517.442 | 192517.442 | 192517.442 | 192517.442 | 192517.442 | 192517.442 | 192517.442 | 192517.442 | 192517.442 | 192517.442 | 192517.442 | 192517.442 | 192517.442 | 192517.442 | 192517.442 | 192517.442 | 192517.442 | 192517.442 | 192517.442 | 192517.442 | 192517.442 | 192517.442
| Baseline Diesel equivallent for biogas generators |  | 11579.8501 | 11579.8501 | 11579.8501 | 11579.8501 | 11579.8501 | 11579.8501 | 11579.8501 | 11579.8501 | 11579.8501 | 11579.8501 | 11579.8501 | 11579.8501 | 11579.8501 | 11579.8501 | 11579.8501 | 11579.8501 | 11579.8501 | 11579.8501 | 11579.8501 | 11579.8501 | 11579.8501 | 11579.8501 | 11579.8501 | 11579.8501 | 11579.8501
| Baseline non sequestration by agro forestry |  | 0 | 0 | 0 | 0 | 0 | 1645668 | 1645668 | 1645668 | 1645668 | 1645668 | 1645668 | 1645668 | 1645668 | 1645668 | 1645668 | 1645668 | 1645668 | 1645668 | 1645668 | 1645668 | 1645668 | 1645668 | 1645668 | 1645668 | 1645668
| Baseline non sequestration by crops |  | 15258.52 | 15258.52 | 15258.52 | 15258.52 | 15258.52 | 15258.52 | 15258.52 | 15258.52 | 15258.52 | 15258.52 | 15258.52 | 15258.52 | 15258.52 | 15258.52 | 15258.52 | 15258.52 | 15258.52 | 15258.52 | 15258.52 | 15258.52 | 15258.52 | 15258.52 | 15258.52 | 15258.52 | 15258.52
| Baseline emissions including CRA and Agroforestry (tCO2eq) |  | 223632.5903 | 223632.5903 | 223632.5903 | 223632.5903 | 223632.5903 | 1869300.5903 | 1869300.5903 | 1869300.5903 | 1869300.5903 | 1869300.5903 | 1869300.5903 | 1869300.5903 | 1869300.5903 | 1869300.5903 | 1869300.5903 | 1869300.5903 | 1869300.5903 | 1869300.5903 | 1869300.5903 | 1869300.5903 | 1869300.5903 | 1869300.5903 | 1869300.5903 | 1869300.5903 | 1869300.5903
Abatement (Energy & Waste) | Abatement attributed to solar irrigation systems (tCO2eq) |  | 303.576 | 303.576 | 303.576 | 303.576 | 303.576 | 303.576 | 303.576 | 303.576 | 303.576 | 303.576 | 303.576 | 303.576 | 303.576 | 303.576 | 303.576 | 303.576 | 303.576 | 303.576 | 303.576 | 303.576 | 303.576 | 303.576 | 303.576 | 303.576 | 303.576
| Abatement attributed to solar lighting and processing systems (tCO2eq) |  | 3973.2022 | 3973.2022 | 3973.2022 | 3973.2022 | 3973.2022 | 3973.2022 | 3973.2022 | 3973.2022 | 3973.2022 | 3973.2022 | 3973.2022 | 3973.2022 | 3973.2022 | 3973.2022 | 3973.2022 | 3973.2022 | 3973.2022 | 3973.2022 | 3973.2022 | 3973.2022 | 3973.2022 | 3973.2022 | 3973.2022 | 3973.2022 | 3973.2022
| Abatement attributed to the proportion of bio-waste digested (tCO2eq) |  | 171340.5234 | 171340.5234 | 171340.5234 | 171340.5234 | 171340.5234 | 171340.5234 | 171340.5234 | 171340.5234 | 171340.5234 | 171340.5234 | 171340.5234 | 171340.5234 | 171340.5234 | 171340.5234 | 171340.5234 | 171340.5234 | 171340.5234 | 171340.5234 | 171340.5234 | 171340.5234 | 171340.5234 | 171340.5234 | 171340.5234 | 171340.5234 | 171340.5234
| Abatement attibuted to avoided diesel using biogas for electricity (tCO2eq) |  | 11579.8501 | 11579.8501 | 11579.8501 | 11579.8501 | 11579.8501 | 11579.8501 | 11579.8501 | 11579.8501 | 11579.8501 | 11579.8501 | 11579.8501 | 11579.8501 | 11579.8501 | 11579.8501 | 11579.8501 | 11579.8501 | 11579.8501 | 11579.8501 | 11579.8501 | 11579.8501 | 11579.8501 | 11579.8501 | 11579.8501 | 11579.8501 | 11579.8501
Project_Estimates_2 (Biogas)
Renewable penetration (40% of 122,136,259 kWh)
| Annual Generation (MWh) |  | 3256.9669 | 3256.9669 | 3256.9669 | 3256.9669 | 3256.9669 | 3256.9669 | 3256.9669 | 3256.9669 | 3256.9669 | 3256.9669 | 3256.9669 | 3256.9669 | 3256.9669 | 3256.9669 | 3256.9669 | 3256.9669 | 3256.9669 | 3256.9669 | 3256.9669 | 3256.9669 | 3256.9669 | 3256.9669 | 3256.9669 | 3256.9669 | 3256.9669
| Households supported |  | 374.51 | 374.51 | 374.51 | 374.51 | 374.51 | 374.51 | 374.51 | 374.51 | 374.51 | 374.51 | 374.51 | 374.51 | 374.51 | 374.51 | 374.51 | 374.51 | 374.51 | 374.51 | 374.51 | 374.51 | 374.51 | 374.51 | 374.51 | 374.51 | 374.51
| Emissions per household |  | 4.86 | 4.86 | 4.86 | 4.86 | 4.86 | 4.86 | 4.86 | 4.86 | 4.86 | 4.86 | 4.86 | 4.86 | 4.86 | 4.86 | 4.86 | 4.86 | 4.86 | 4.86 | 4.86 | 4.86 | 4.86 | 4.86 | 4.86 | 4.86 | 4.86
| Net CO2 equivalent emission reduction/Yr (tCO2e/yr) |  | 1820.1186 | 1820.1186 | 1820.1186 | 1820.1186 | 1820.1186 | 1820.1186 | 1820.1186 | 1820.1186 | 1820.1186 | 1820.1186 | 1820.1186 | 1820.1186 | 1820.1186 | 1820.1186 | 1820.1186 | 1820.1186 | 1820.1186 | 1820.1186 | 1820.1186 | 1820.1186 | 1820.1186 | 1820.1186 | 1820.1186 | 1820.1186 | 1820.1186
Crop abatement | Crop adaptation
| Emissions avoided per hectare (average across crops and interventions) | 1.292
| Total hectares | 11810
| Net CO2 equivalent emission reduction/Yr (tCO2e/yr) |  | 15258.52 | 15258.52 | 15258.52 | 15258.52 | 15258.52 | 15258.52 | 15258.52 | 15258.52 | 15258.52 | 15258.52 | 15258.52 | 15258.52 | 15258.52 | 15258.52 | 15258.52 | 15258.52 | 15258.52 | 15258.52 | 15258.52 | 15258.52 | 15258.52 | 15258.52 | 15258.52 | 15258.52 | 15258.52
Agroforestry abatement | Please refer to Annex 22B_1, (FAO - Ex-Ante Carbon Balance Tool) | Agroforestry Hectares (Ha) | 4: Total 10,000 ha
| Total Carbon Sequestered over duration of accounting (25 years) |  | 4: 1645668
| Total Annual Carbon Sequestered (Agroforestry) |  | 0 | 0 | 0 | 0 | 0 | 1645668 | 1645668 | 1645668 | 1645668 | 1645668 | 1645668 | 1645668 | 1645668 | 1645668 | 1645668 | 1645668 | 1645668 | 1645668 | 1645668 | 1645668 | 1645668 | 1645668 | 1645668 | 1645668 | 1645668
| Ex ante abatement estimates from roads constructions and rehabilitations (tCO2eq) | -2323.2
| Total Estimated Emission Reductions |  | 202455.6717 | 202455.6717 | 202455.6717 | 202455.6717 | 202455.6717 | 1848123.6717 | 202455.6717 | 202455.6717 | 202455.6717 | 202455.6717 | 202455.6717 | 202455.6717 | 202455.6717 | 202455.6717 | 202455.6717 | 202455.6717 | 202455.6717 | 202455.6717 | 202455.6717 | 202455.6717 | 202455.6717 | 202455.6717 | 202455.6717 | 202455.6717 | 202455.6717
| Total project Emissions by 2030 NDC Contribution (tCO2e) | 3667901.5171
| Total Emissions reductions by 2045 -Project Lifetime (tCo2e) (old) | 6704736.5927
| Total funding (USD) | 47226186.4365
| GCF (USD) | 30517648.0365
| Estimated cost per tCO2e | 7.0437
| Estimated GCF cost per tCO2e | 4.5517

## GuiBiogas Electricity Fin
Technology Assumptions |  |  | Source.
Project Capacity (kW) |  | 4130.9397
Capital Cost ($/kW) |  | 2570 | IRENA (2012)
Installed Capital Cost ($/kW) |  | 10616514.9833 |  | Grid Emission Factor | gCO2/kwh
Fixed O&M ($/kW) | USD / kW | 0 |  | Guinea | 677
Fixed O&M Escalation | USD / kW | 0 |  | Senegal | 674
Variable O&M ($/kWh) | USD / kWh | 0 |  | Togo | 527
Total O & M ($/kWh) | USD / kWh | 0.009 |  |  | 1878
Capacity factor Biogas Power System | % | 30% | Assumption |  | 469.5 | 626 | Guinea, Senegal and Togo
Capacity factor diesel | % | 44% | Assumption | Combined Margin Grid Emission Factor, gCO2/kWh
Hours per year | Hour / Year | 4380 |  | The IFI Dataset of Default Grid Factors
v.2.0
Electricity price (grid) | USD / kWh | 0.08 | Assumption based on Trimble et. al/ World Bank 2016
Electricty price (diesel) | USD / kWh | 0.23 | Assumption based on IEA 2020 for Countries with Diesel based power systems
Emission factor (grid) | kg / kWh | 0.677 | Average based on IFI Dataset
Adjusted Emission Factor (grid) | kg / kWh | 0.626
Emission factor (diesel) | kg / kWh | 0.64 | Assumption based on AE GHG Tool
Degradation | % | 0%
Total Capital Cost | USD | 10616514.9833
1000 kWh | 1 | MWh
Kilogram per ton | 1000 | Kg / Ton
GJ per kWh | 0.0036 | GJ / kWh
Financial/Economic Assumptions
Debt Percentage | % | 100%
Interest Rate | % | 0%
Debt Term | Years | 25
Economic Life | Years | 25
Cost of Equity | % | 14.7% | Assumption
Cost of Capital Implicit Discount Rate | % | 0.75%
Social Discount Rate | % | 12% | AE/Africa
Private ESCO Discount Rate | % | 20% | Build up
Project summary
Cumulative capital investment | 10616514.9833 | USD
Cumulative O&M costs | 4071041.0568 | USD
Total cumulative costs | 14687556.0402 | USD
Avoided electricity expenditure | -22262265.6974 | USD
Avoided social cost of carbon | -9354112.4571 | USD
Net cumulative costs | 46303934.1947 | USD
Project summary (per kWh)
Cumulative capital investment | 0.02347 | USD
Cumulative O&M costs | 0.009 | USD
Total cumulative costs | 0.03247 | USD
Avoided electricity expenditure | -0.049216 | USD
Avoided social cost of carbon | -0.020679 | USD
Net cumulative costs | 0.10237 | USD
LCOE
LCOE | USD2019 / kWh | 0.12732
LCOE (with externalities) | USD2019 / kWh | 0.14717
LCOE | USD2019 / GJ | 35.3675
LCOE (with externalities) | USD2019 / GJ | 40.8792
Electricity expenditure and emissions | Unit
Avoided electricity expenditure (grid) | USD | -21406024.709
Avoided electricity expenditure (diesel) | USD | 46444659.5716
Avoided emissions (grid) | Kg | 306232755.0534
Avoided emissions (diesel) | Kg | 289496252.9308
Cumulative generation | kWh | 452337895.2044
Cumulative avoided emissions (grid) | Tons | -289496.2529
Year |  | 20X1 | 20X2 | 20X3 | 20X4 | 20X5 | 20X6 | 20X7 | 20X8 | 20X9 | 20X10 | 20X11 | 20X12 | 20X13 | 20X14 | 20X15 | 20X16 | 20X17 | 20X18 | 20X19 | 20X20 | 20X21 | 20X22 | 20X23 | 20X24 | 20X25 | 20X26 | 20X27 | 20X28 | 20X29 | 20X30 | 20X31 | 20X32 | 20X33 | 20X34 | 20X35 | 20X36
Time step for discounting |  | 0 | 1 | 2 | 3 | 4 | 5 | 6 | 7 | 8 | 9 | 10 | 11 | 12 | 13 | 14 | 15 | 16 | 17 | 18 | 19 | 20 | 21 | 22 | 23 | 24 | 25 | 26 | 27 | 28 | 29 | 30 | 31 | 32 | 33 | 34 | 35
Annual Generation (kWh) | kWh / Year | 18093515.8082 | 18093515.8082 | 18093515.8082 | 18093515.8082 | 18093515.8082 | 18093515.8082 | 18093515.8082 | 18093515.8082 | 18093515.8082 | 18093515.8082 | 18093515.8082 | 18093515.8082 | 18093515.8082 | 18093515.8082 | 18093515.8082 | 18093515.8082 | 18093515.8082 | 18093515.8082 | 18093515.8082 | 18093515.8082 | 18093515.8082 | 18093515.8082 | 18093515.8082 | 18093515.8082 | 18093515.8082 | 18093515.8082 | 0 | 0 | 0 | 0 | 0 | 0 | 0 | 0 | 0 | 0
Cumulative generation | kWh | 0: 452337895.2044
Annual O&M costs | Unit
Total O & M Cost ($/kWh) | 0.009
Annual O&M | USD / Year | 162841.6423 | 162841.6423 | 162841.6423 | 162841.6423 | 162841.6423 | 162841.6423 | 162841.6423 | 162841.6423 | 162841.6423 | 162841.6423 | 162841.6423 | 162841.6423 | 162841.6423 | 162841.6423 | 162841.6423 | 162841.6423 | 162841.6423 | 162841.6423 | 162841.6423 | 162841.6423 | 162841.6423 | 162841.6423 | 162841.6423 | 162841.6423 | 162841.6423 | 1642768.8674 | 0 | 0 | 0 | 0 | 0 | 0 | 0 | 0 | 0 | 0
Variable O&M | USD / Year | 0 | 0 | 0 | 0 | 0 | 0 | 0 | 0 | 0 | 0 | 0 | 0 | 0 | 0 | 0 | 0 | 0 | 0 | 0 | 0 | 0 | 0 | 0 | 0 | 0 | 0 | 0 | 0 | 0 | 0 | 0 | 0 | 0 | 0 | 0 | 0
Fuel cost diesel | USD / Year | 0 | 0 | 0 | 0 | 0 | 0 | 0 | 0 | 0 | 0 | 0 | 0 | 0 | 0 | 0 | 0 | 0 | 0 | 0 | 0 | 0 | 0 | 0 | 0 | 0 | 0 | 0 | 0 | 0 | 0 | 0 | 0 | 0 | 0 | 0 | 0
Operating Expenses | USD / Year | 162841.6423 | 162841.6423 | 162841.6423 | 162841.6423 | 162841.6423 | 162841.6423 | 162841.6423 | 162841.6423 | 162841.6423 | 162841.6423 | 162841.6423 | 162841.6423 | 162841.6423 | 162841.6423 | 162841.6423 | 162841.6423 | 162841.6423 | 162841.6423 | 162841.6423 | 162841.6423 | 162841.6423 | 162841.6423 | 162841.6423 | 162841.6423 | 162841.6423 | 1642768.8674 | 0 | 0 | 0 | 0 | 0 | 0 | 0 | 0 | 0 | 0
Cumulative O&M costs solar | Unit
Fixed O&M | USD | 0: 4071041.0568
Variable O&M | USD | 0: 0
Total cumulative O&M | USD | 0: 4071041.0568
Capital investment | Unit | 1 | 2 | 3 | 4 | 5 | 6 | 7 | 8 | 9 | 10
Total years of financing | Year | bar: 4071041.0568 1
Annual capital investment | USD / Year | 10616514.9833 | 0 | 0 | 0 | 0 | 0 | 0 | 0 | 0 | 0
Financing payments | Unit
Interest Payment | USD / Year |  | 0 | 0 | 0 | 0 | 0 | 0 | 0 | 0 | 0 | 0 | 0 | 0 | 0 | 0 | 0 | 0 | 0 | 0 | 0 | 0 | 0 | 0 | 0 | 0 | 0 | 0 | 0 | 0 | 0 | 0 | 0 | 0 | 0 | 0 | 0
Principal Payment | USD / Year |  | 424660.5993 | 424660.5993 | 424660.5993 | 424660.5993 | 424660.5993 | 424660.5993 | 424660.5993 | 424660.5993 | 424660.5993 | 424660.5993 | 424660.5993 | 424660.5993 | 424660.5993 | 424660.5993 | 424660.5993 | 424660.5993 | 424660.5993 | 424660.5993 | 424660.5993 | 424660.5993 | 424660.5993 | 424660.5993 | 424660.5993 | 424660.5993 | 424660.5993 | 0 | 0 | 0 | 0 | 0 | 0 | 0 | 0 | 0 | 0
Total costs of financing | USD / Year | 10616514.9833 | 424660.5993 | 424660.5993 | 424660.5993 | 424660.5993 | 424660.5993 | 424660.5993 | 424660.5993 | 424660.5993 | 424660.5993 | 424660.5993 | 424660.5993 | 424660.5993 | 424660.5993 | 424660.5993 | 424660.5993 | 424660.5993 | 424660.5993 | 424660.5993 | 424660.5993 | 424660.5993 | 424660.5993 | 424660.5993 | 424660.5993 | 424660.5993 | 424660.5993 | 0 | 0 | 0 | 0 | 0 | 0 | 0 | 0 | 0 | 0
Total Annual cost | USD / Year | 10779356.6256 | 587502.2416 | 587502.2416 | 587502.2416 | 587502.2416 | 587502.2416 | 587502.2416 | 587502.2416 | 587502.2416 | 587502.2416 | 587502.2416 | 587502.2416 | 587502.2416 | 587502.2416 | 587502.2416 | 587502.2416 | 587502.2416 | 587502.2416 | 587502.2416 | 587502.2416 | 587502.2416 | 587502.2416 | 587502.2416 | 587502.2416 | 587502.2416 | 2067429.4667 | 0 | 0 | 0 | 0 | 0 | 0 | 0 | 0 | 0 | 0
|  | Upfront payment | Debt Service
Equity payment | USD / Year |  | 0 | 0 | 0 | 0 | 0 | 0 | 0 | 0 | 0 | 0 | 0 | 0 | 0 | 0 | 0 | 0 | 0 | 0 | 0 | 0 | 0 | 0 | 0 | 0 | 0 | 0 | 0 | 0 | 0 | 0 | 0 | 0 | 0 | 0 | 0
Equity funding | USD | 4071041.0568 1: 0
NPV Energy | kWh2019 / Year | 18093515.8082 | 15077929.8401 | 12564941.5335 | 10470784.6112 | 8725653.8427 | 7271378.2022 | 6059481.8352 | 5049568.196 | 4207973.4967 | 3506644.5806 | 2922203.8171 | 2435169.8476 | 2029308.2063 | 1691090.1719 | 1409241.81 | 1174368.175 | 978640.1458 | 815533.4548 | 679611.2124 | 566342.677 | 471952.2308 | 393293.5257 | 327744.6047 | 273120.5039 | 227600.4199 | 189667.0166 | 0 | 0 | 0 | 0 | 0 | 0 | 0 | 0 | 0 | 0
Present Value Cost | USD2019 / Year | 10779356.6256 | 489585.2013 | 407987.6678 | 339989.7232 | 283324.7693 | 236103.9744 | 196753.312 | 163961.0933 | 136634.2445 | 113861.8704 | 94884.892 | 79070.7433 | 65892.2861 | 54910.2384 | 45758.532 | 38132.11 | 31776.7583 | 26480.632 | 22067.1933 | 18389.3277 | 15324.4398 | 12770.3665 | 10641.9721 | 8868.3101 | 7390.2584 | 21672.0279 | 0 | 0 | 0 | 0 | 0 | 0 | 0 | 0 | 0 | 0
Present Value Cost (with externalities) | USD2019 / Year | 11138331.9792 | 788731.3294 | 657276.1078 | 547730.0898 | 456441.7415 | 380368.1179 | 316973.4316 | 264144.5263 | 220120.4386 | 183433.6989 | 152861.4157 | 127384.5131 | 106153.7609 | 88461.4674 | 73717.8895 | 61431.5746 | 51192.9788 | 42660.8157 | 35550.6797 | 29625.5665 | 24687.972 | 20573.31 | 17144.425 | 14287.0209 | 11905.8507 | 25652.5696 | 0 | 0 | 0 | 0 | 0 | 0 | 0 | 0 | 0 | 0
(1) Present value revenues if all sold | USD2019 / Year | 1447481.2647 | 1206234.3872 | 1005195.3227 | 837662.7689 | 698052.3074 | 581710.2562 | 484758.5468 | 403965.4557 | 336637.8797 | 280531.5664 | 233776.3054 | 194813.5878 | 162344.6565 | 135287.2138 | 112739.3448 | 93949.454 | 78291.2117 | 65242.6764 | 54368.897 | 45307.4142 | 37756.1785 | 31463.4821 | 26219.5684 | 21849.6403 | 18208.0336 | 15173.3613 | 0 | 0 | 0 | 0 | 0 | 0 | 0 | 0 | 0 | 0
(2) Present value revenues if consumed | USD2019 / Year | -856240.9884 | -713534.157 | -594611.7975 | -495509.8312 | -412924.8594 | -344104.0495 | -286753.3746 | -238961.1455 | -199134.2879 | -165945.2399 | -138287.6999 | -115239.7499 | -96033.1249 | -80027.6041 | -66689.6701 | -55574.7251 | -46312.2709 | -38593.5591 | -32161.2992 | -26801.0827 | -22334.2356 | -18611.863 | -15509.8858 | -12924.9049 | -10770.754 | -8975.6284 | 0 | 0 | 0 | 0 | 0 | 0 | 0 | 0 | 0 | 0
Present value externalities | USD2019 / Year | -358975.3536 | -299146.128 | -249288.44 | -207740.3667 | -173116.9722 | -144264.1435 | -120220.1196 | -100183.433 | -83486.1942 | -69571.8285 | -57976.5237 | -48313.7698 | -40261.4748 | -33551.229 | -27959.3575 | -23299.4646 | -19416.2205 | -16180.1837 | -13483.4865 | -11236.2387 | -9363.5323 | -7802.9435 | -6502.453 | -5418.7108 | -4515.5923 | -3980.5417 | 0 | 0 | 0 | 0 | 0 | 0 | 0 | 0 | 0 | 0
Emissions relative to grid electricity | Unit
Annual emissions Avoided (tCO2eq) | Ton / Year | -11579.8501 | -11579.8501 | -11579.8501 | -11579.8501 | -11579.8501 | -11579.8501 | -11579.8501 | -11579.8501 | -11579.8501 | -11579.8501 | -11579.8501 | -11579.8501 | -11579.8501 | -11579.8501 | -11579.8501 | -11579.8501 | -11579.8501 | -11579.8501 | -11579.8501 | -11579.8501 | -11579.8501 | -11579.8501 | -11579.8501 | -11579.8501 | -11579.8501 | -12249.3102 | 0 | 0 | 0 | 0 | 0 | 0 | 0 | 0 | 0 | 0
Cumulative Avoided Emissions | Tons | 4071041.0568 1: -289496.2529
Avoided electricity cost | Unit
Avoided electricity cost (grid) | USD / Year | -856240.9884 | -856240.9884 | -856240.9884 | -856240.9884 | -856240.9884 | -856240.9884 | -856240.9884 | -856240.9884 | -856240.9884 | -856240.9884 | -856240.9884 | -856240.9884 | -856240.9884 | -856240.9884 | -856240.9884 | -856240.9884 | -856240.9884 | -856240.9884 | -856240.9884 | -856240.9884 | -856240.9884 | -856240.9884 | -856240.9884 | -856240.9884 | -856240.9884 | -856240.9884 | 0 | 0 | 0 | 0 | 0 | 0 | 0 | 0 | 0 | 0
Cumulative avoided electricity cost (grid) | USD | 4071041.0568 1: -22262265.6974
Externalities
Avoided social cost of carbon (SCC) | Unit
Social cost of carbon per ton of CO2 | USD / Ton | 4071041.0568 1: 31
Avoided annual social cost of carbon | USD / Year | -358975.3536 | -358975.3536 | -358975.3536 | -358975.3536 | -358975.3536 | -358975.3536 | -358975.3536 | -358975.3536 | -358975.3536 | -358975.3536 | -358975.3536 | -358975.3536 | -358975.3536 | -358975.3536 | -358975.3536 | -358975.3536 | -358975.3536 | -358975.3536 | -358975.3536 | -358975.3536 | -358975.3536 | -358975.3536 | -358975.3536 | -358975.3536 | -358975.3536 | -379728.6163 | 0 | 0 | 0 | 0 | 0 | 0 | 0 | 0 | 0 | 0
Cumulative social cost of carbon | USD | 4071041.0568 1: -9354112.4571
Additional costs of carbon compared to grid | USD / Year | -379728.6163 | -379728.6163 | -379728.6163 | -379728.6163 | -379728.6163 | -379728.6163 | -379728.6163 | -379728.6163 | -379728.6163 | -379728.6163 | -379728.6163 | -379728.6163 | -379728.6163 | -379728.6163 | -379728.6163 | -379728.6163 | -379728.6163 | -379728.6163 | -379728.6163 | -379728.6163 | -379728.6163 | -379728.6163 | -379728.6163 | -379728.6163 | -379728.6163 | -379728.6163 | 0 | 0 | 0 | 0 | 0 | 0 | 0 | 0 | 0 | 0
Cumulative difference in SCC | USD | 4071041.0568 1: -9872944.0229
Calculation of annual net benefits | Unit
Avoided electricity cost (grid) | USD / Year | -856240.9884 | -856240.9884 | -856240.9884 | -856240.9884 | -856240.9884 | -856240.9884 | -856240.9884 | -856240.9884 | -856240.9884 | -856240.9884 | -856240.9884 | -856240.9884 | -856240.9884 | -856240.9884 | -856240.9884 | -856240.9884 | -856240.9884 | -856240.9884 | -856240.9884 | -856240.9884 | -856240.9884 | -856240.9884 | -856240.9884 | -856240.9884 | -856240.9884 | -856240.9884 | 0 | 0 | 0 | 0 | 0 | 0 | 0 | 0 | 0 | 0
Avoided annual social cost of carbon | USD / Year | -358975.3536 | -358975.3536 | -358975.3536 | -358975.3536 | -358975.3536 | -358975.3536 | -358975.3536 | -358975.3536 | -358975.3536 | -358975.3536 | -358975.3536 | -358975.3536 | -358975.3536 | -358975.3536 | -358975.3536 | -358975.3536 | -358975.3536 | -358975.3536 | -358975.3536 | -358975.3536 | -358975.3536 | -358975.3536 | -358975.3536 | -358975.3536 | -358975.3536 | -379728.6163 | 0 | 0 | 0 | 0 | 0 | 0 | 0 | 0 | 0 | 0
Annual benefits | USD / Year | -1215216.342 | -1215216.342 | -1215216.342 | -1215216.342 | -1215216.342 | -1215216.342 | -1215216.342 | -1215216.342 | -1215216.342 | -1215216.342 | -1215216.342 | -1215216.342 | -1215216.342 | -1215216.342 | -1215216.342 | -1215216.342 | -1215216.342 | -1215216.342 | -1215216.342 | -1215216.342 | -1215216.342 | -1215216.342 | -1215216.342 | -1215216.342 | -1215216.342 | -1235969.6046 | 0 | 0 | 0 | 0 | 0 | 0 | 0 | 0 | 0 | 0
Capital investment | USD / Year | 10616514.9833 | 0 | 0 | 0 | 0 | 0 | 0 | 0 | 0 | 0
O&M costs | USD / Year | 162841.6423 | 162841.6423 | 162841.6423 | 162841.6423 | 162841.6423 | 162841.6423 | 162841.6423 | 162841.6423 | 162841.6423 | 162841.6423 | 162841.6423 | 162841.6423 | 162841.6423 | 162841.6423 | 162841.6423 | 162841.6423 | 162841.6423 | 162841.6423 | 162841.6423 | 162841.6423 | 162841.6423 | 162841.6423 | 162841.6423 | 162841.6423 | 162841.6423 | 1642768.8674 | 0 | 0 | 0 | 0 | 0 | 0 | 0 | 0 | 0 | 0
Fuel costs | USD / Year | 0 | 0 | 0 | 0 | 0 | 0 | 0 | 0 | 0 | 0 | 0 | 0 | 0 | 0 | 0 | 0 | 0 | 0 | 0 | 0 | 0 | 0 | 0 | 0 | 0 | 0 | 0 | 0 | 0 | 0 | 0 | 0 | 0 | 0 | 0 | 0
Interest Payment | USD / Year | 0 | 0 | 0 | 0 | 0 | 0 | 0 | 0 | 0 | 0 | 0 | 0 | 0 | 0 | 0 | 0 | 0 | 0 | 0 | 0 | 0 | 0 | 0 | 0 | 0 | 0 | 0 | 0 | 0 | 0 | 0 | 0 | 0 | 0 | 0 | 0
Principal Payment | USD / Year | 0 | 424660.5993 | 424660.5993 | 424660.5993 | 424660.5993 | 424660.5993 | 424660.5993 | 424660.5993 | 424660.5993 | 424660.5993 | 424660.5993 | 424660.5993 | 424660.5993 | 424660.5993 | 424660.5993 | 424660.5993 | 424660.5993 | 424660.5993 | 424660.5993 | 424660.5993 | 424660.5993 | 424660.5993 | 424660.5993 | 424660.5993 | 424660.5993 | 424660.5993 | 0 | 0 | 0 | 0 | 0 | 0 | 0 | 0 | 0 | 0
Total cost | USD / Year | 10779356.6256 | 587502.2416 | 587502.2416 | 587502.2416 | 587502.2416 | 587502.2416 | 587502.2416 | 587502.2416 | 587502.2416 | 587502.2416 | 587502.2416 | 587502.2416 | 587502.2416 | 587502.2416 | 587502.2416 | 587502.2416 | 587502.2416 | 587502.2416 | 587502.2416 | 587502.2416 | 587502.2416 | 587502.2416 | 587502.2416 | 587502.2416 | 587502.2416 | 2067429.4667 | 0 | 0 | 0 | 0 | 0 | 0 | 0 | 0 | 0 | 0
Annual net benefits | USD / Year | -11994572.9676 | -1378057.9843 | -1378057.9843 | -1378057.9843 | -1378057.9843 | -1378057.9843 | -1378057.9843 | -1378057.9843 | -1378057.9843 | -1378057.9843 | -1378057.9843 | -1378057.9843 | -1378057.9843 | -1378057.9843 | -1378057.9843 | -1378057.9843 | -1378057.9843 | -1378057.9843 | -1378057.9843 | -1378057.9843 | -1378057.9843 | -1378057.9843 | -1378057.9843 | -1378057.9843 | -1378057.9843 | -2878738.472 | 0 | 0 | 0 | 0 | 0 | 0 | 0 | 0 | 0 | 0
IRR calculations | Unit
Revenue calculations @grid price | USD / Year | 1447481.2647 | 1447481.2647 | 1447481.2647 | 1447481.2647 | 1447481.2647 | 1447481.2647 | 1447481.2647 | 1447481.2647 | 1447481.2647 | 1447481.2647 | 1447481.2647 | 1447481.2647 | 1447481.2647 | 1447481.2647 | 1447481.2647 | 1447481.2647 | 1447481.2647 | 1447481.2647 | 1447481.2647 | 1447481.2647 | 1447481.2647 | 1447481.2647 | 1447481.2647 | 1447481.2647 | 1447481.2647 | 1447481.2647 | 0 | 0 | 0 | 0 | 0 | 0 | 0 | 0 | 0 | 0
Total costs | USD / Year | 10779356.6256 | 587502.2416 | 587502.2416 | 587502.2416 | 587502.2416 | 587502.2416 | 587502.2416 | 587502.2416 | 587502.2416 | 587502.2416 | 587502.2416 | 587502.2416 | 587502.2416 | 587502.2416 | 587502.2416 | 587502.2416 | 587502.2416 | 587502.2416 | 587502.2416 | 587502.2416 | 587502.2416 | 587502.2416 | 587502.2416 | 587502.2416 | 587502.2416 | 2067429.4667 | 0 | 0 | 0 | 0 | 0 | 0 | 0 | 0 | 0 | 0
Profits | USD / Year | -9331875.361 | 859979.023 | 859979.023 | 859979.023 | 859979.023 | 859979.023 | 859979.023 | 859979.023 | 859979.023 | 859979.023 | 859979.023 | 859979.023 | 859979.023 | 859979.023 | 859979.023 | 859979.023 | 859979.023 | 859979.023 | 859979.023 | 859979.023 | 859979.023 | 859979.023 | 859979.023 | 859979.023 | 859979.023 | -619948.202 | 0 | 0 | 0 | 0 | 0 | 0 | 0 | 0 | 0 | 0
Profits + externalities | USD / Year | -9690850.7146 | 501003.6694 | 501003.6694 | 501003.6694 | 501003.6694 | 501003.6694 | 501003.6694 | 501003.6694 | 501003.6694 | 501003.6694 | 501003.6694 | 501003.6694 | 501003.6694 | 501003.6694 | 501003.6694 | 501003.6694 | 501003.6694 | 501003.6694 | 501003.6694 | 501003.6694 | 501003.6694 | 501003.6694 | 501003.6694 | 501003.6694 | 501003.6694 | -999676.8183 | 0 | 0 | 0 | 0 | 0 | 0 | 0 | 0 | 0 | 0
Cumulative revenues | USD | 4071041.0568 1: 36187031.6164
Cumulative profits | USD | 4071041.0568 1: 11307621.1922
Cumulative profits (inc. externalities) | USD | 4071041.0568 1: 2333237.3513
IRR (20X0-25) | 7.641%
IRR with externalities (20X0-25) | 1.803%
NPV (20X0-25) | Cost of Capital Imp Rate | 4071041.0568 1: 9421668.6349
| Social Discount | 4071041.0568 1: -2354934.8745
| ESCO Discount Rate | 4071041.0568 1: -4238390.9348
NPV with externalities (20X0-25) | Cost of Capital Imp Rate | 4071041.0568 1: 1266195.3554
| Social Discount | 4071041.0568 1: -5170428.5109
| ESCO Discount Rate | 4071041.0568 1: -6014452.7349
References.
IRENA 2012. RENEWABLE ENERGY TECHNOLOGIES: COST ANALYSIS SERIES. Volume 1: Power Sector. Issue 5/. Biomass for Power Generation. . https://www.irena.org/publications/2012/Jun/Renewable-Energy-Cost-Analysis---Biomass-for-Power-Generation
Chris Trimble, Masami Kojima, Ines Perez Arroyo, Farah Mohammadzadeh. Financial Viability of Electricity Sectors in Sub-Saharan Africa. Quasi-Fiscal Deficits and Hidden Costs. https://documents.worldbank.org/en/publication/documents-reports/documentdetail/182071470748085038/financial-viability-of-electricity-sectors-in-sub-saharan-africa-quasi-fiscal-deficits-and-hidden-costs
IEA. Energy Prices. May 2020. https://www.iea.org/reports/energy-prices-2020
The IFI Dataset of Default Grid Factors v.2.0. https://unfccc.int/sites/default/files/resource/Harmonized_Grid_Emission_factor_data_set.pdf

## GuineaDigesterAnaly
Biogas Production Potential (m3) and Net Equivalent Emission Reduction (tCo2eq)
Feedstock | Annual Biogas Generation | Model uncertainty correction factor 0.94 | Methane Concentration/ methane conversion factor | m3 methane gas available annually | Annual Methane Mass Rate | Methane prevention/avoidance (1 kg = 0.001 tonne) | CO2eq equivalent emissions from direct discharge into atmosphere | CO2eq emissions from conversion of methane to CO2 during end-use (gas-to-energy) | Net CO2 equivalent emission reduction/Yr
| m3/yr | [M3/yr] | [%] | m3/y | kg/yr | tCH4 | tCo2eq | tCo2eq | tCo2eq
Cattle manure | 10208597.4 | 9596081.556 | 0.65 | 6237453.0114 | 4179093.5176 | 4179.0935 | 104477.3379 | 11492.5072 | 92984.8308
Sheep & Goat | 8546256 | 8033480.64 | 0.65 | 5221762.416 | 3498580.8187 | 3498.5808 | 87464.5205 | 9621.0973 | 77843.4232
Pig/swine | 12215.4477 | 11482.5208 | 0.65 | 7463.6385 | 5000.6378 | 5.0006 | 125.0159 | 13.7518 | 111.2642
Poultry/chicken | 44025.4714 | 41383.9432 | 0.65 | 26899.5631 | 18022.7072 | 18.0227 | 450.5677 | 49.5624 | 401.0052
Fish/aquaculture | 0 | 0 | 0.71 | 0 | 0 | 0 | 0 | 0 | 0
Agro/food waste | 0 | 0 | 0.665 | 0 | 0 | 0 | 0 | 0 | 0
Human waste/sewage | 0 | 0 | 0.65 | 0 | 0 | 0 | 0 | 0 | 0
Total | 18811094.3192 | 17682428.66 |  | 11493578.629 | 7700697.6814 | 7700.6977 | 192517.442 | 21176.9186 | 171340.5234
Parameters and Conversion Factors | Values | Sources.
1 m3 of biogas = 0.65 m3 of methane | 0.65 | IRENA 2016
Energy Value of 1 m3 of methane = 37.78 MJ of energy | 34 | Murphy et al 2003; Rahma et al 2017
Energy Value of 1 m3 of biogas = 21 -23 MJ of energy | 21 | IRENA 2016; Rahma et al 2017; Murphy et al 2003
Calorific Value of 1 m3 of biogas = 6kWh | 6 | (SSWM, 2017
1 m3/day of biogas = 8,060 MJ/year | 8060 | IRENA 2016
Energy Value of 1 kg (or 0.00174 m3) = of fuel wood = 16 MJ | 16 | Rahma et al 2017.
Energy Value of 1 kg (or 0.00174 m3) =of kerosene = 43 MJ | 43 | Rahma et al 2017.
Efficiency of biogas cookstove = 60% | 60% | Rahma et al 2017.
Efficiency of kerosene lighting = 6% | 6% | Rahma et al 2017.
Efficiency of fuelwood for cooking = 15% | 15% | Rahma et al 2017.
Capacity utilization Factor of biodigester = 80% | 80% | Rahma et al 2017.
Capacity utilization Factor of Genset = 55% | 54.96% | Rahma et al 2017.
Genset Efficiency 1 | 30% | Assumption based on Murphy et al 2004
Cost of biodigester = $300/m3 | 300 | Assumption based Amigun and Blottnitz (2010) and Idan (2012)
Price per cubic meter of methane | 0.22 | IRENA 2017
Price per liter of Kerosene = $1.6 | 1.6 | Tracy and Jacobson 2012.
Price per kg of Kerosene = 1 | 1 | Rahma et al 2017.
Price per Tonne of Fuelwood/Wood charcoal = $278 | 278 | FAOSTATS
Price pere kg of Urea = $0.25 | 0.25 | Rahma et al 2017.
Urea Utilization | 0.0002 | Assumption based on Rahman et al 2017
Uncertainty and Market Adjustment for biogas and urea | 0.1
Uncertainty and Market Adjustment for Kerosene and wood charcoal | 0.1
Quality and Standards Agjustment for replacements | 0.01
1 cubic meter = 852.113 kg | 852.113
1 kg = 0.001174 1 cubic meter | 0.001174
1 liter = 0.001 cubic meters | 0.001
1 tonne = 2.832 cubic meters | 2.832
1GWh = 1000000 kWh | 1000000
1 GWh = 3.6 Terajoule (TJ) | 3.6
1 GWh = 1000 MWh | 1000
1 kWh = 3.6 MJ. | 3.6
1 MWh = 1000 kWh | 1000
1 liter = 1 kg | 1
1 tonne = 1000 kg | 1000
kW to Kwh= E(kWh) = P(kW) × t(h)
kWh to Kw= P(kW) = E(kWh) / t(h)
Assumptions for Financial Terms
Interest rate from GCF | 0% | Sovereign operation
Cost of borrowing from GCF | 0.75%
Social Discount rate | 12% | Africa/AfDB
Private Escos Discount rate | 20% | As build up
Dimensions of Facilities
Retention time [days] | 20
Total Volume of digester [m3] | 9911.0086
Annual biogas Generation Adjusted for Capacity Utilization (m3) | 15048875.4553
Annual biogas generation adjusted for Cap. Utilization and efficiency | 9029325.2732
Annual Equivalent utilization in Kerosene (liter) of 30% | 332795131.4976
Annual Equivalent utilization in Fuelwood (tonne) of 70% | 255065.6857
Annual bioslurry utilization as fertilizer (urea) kg | 2563692.5818
Genset Power output [kWh] | 32919415.0585
Genset Power output Adjusted for Capacity Utilization [kWh] | 18093515.8082
Project Power Capacity (kW) | 4130.9397
Expected Expenditure |  | Project Year | 20X1 | 20X2 | 20X3 | 20X4 | 20X5 | 20X6 | 20X7 | 20X8 | 20X9 | 20X10 | 20X11 | 20X12 | 20X13 | 20X14 | 20X15 | 20X16 | 20X17 | 20X18 | 20X19 | 20X20 | 20X21 | 20X22 | 20X23 | 20X24 | 20X25
|  | Discounting Time | 0 | 1 | 2 | 3 | 4 | 5 | 6 | 7 | 8 | 9 | 10 | 11 | 12 | 13 | 14 | 15 | 16 | 17 | 18 | 19 | 20 | 21 | 22 | 23 | 24
Total Costs of biodigester and Accessories (US$300/m3) | 2973302.5794 |  | 2973302.5794 | 0 | 0 | 0 | 0 | 0 | 0 | 0 | 0 | 0 | 0 | 0 | 0 | 0 | 0 | 0 | 0 | 0 | 0 | 0 | 0 | 0 | 0 | 0 | 0
O&M (Annual Average 5%) of digester costs. | 148665.129 |  | 148665.129 | 216147.9018 | 216147.9018 | 216147.9018 | 216147.9018 | 216147.9018 | 216147.9018 | 216147.9018 | 216147.9018 | 216147.9018 | 216147.9018 | 216147.9018 | 216147.9018 | 216147.9018 | 216147.9018 | 216147.9018 | 216147.9018 | 216147.9018 | 216147.9018 | 216147.9018 | 216147.9018 | 216147.9018 | 216147.9018 | 216147.9018 | 216147.9018
Total Costs of Biodigester Operation | 3121967.7084 |  | 3121967.7084 | 216147.9018 | 216147.9018 | 216147.9018 | 216147.9018 | 216147.9018 | 216147.9018 | 216147.9018 | 216147.9018 | 216147.9018 | 216147.9018 | 216147.9018 | 216147.9018 | 216147.9018 | 216147.9018 | 216147.9018 | 216147.9018 | 216147.9018 | 216147.9018 | 216147.9018 | 216147.9018 | 216147.9018 | 216147.9018 | 216147.9018 | 216147.9018
Discounted Expenditure (Social Discount Rate) |  |  | 3121967.7084 | 192989.198 | 172311.7839 | 153849.8071 | 137365.8992 | 122648.1243 | 109507.2538 | 97774.3338 | 87298.5123 | 77945.1003 | 69593.8395 | 62137.3567 | 55479.7828 | 49535.5203 | 44228.1432 | 39489.4135 | 35258.4049 | 31480.7187 | 28107.7845 | 25096.2362 | 22407.3538 | 20006.5659 | 17863.0052 | 15949.1118 | 14240.2784
Discounted Expenditure (ESCO Discount Rate) |  |  | 3121967.7084 | 180123.2515 | 150102.7096 | 125085.5913 | 104237.9927 | 86864.994 | 72387.495 | 60322.9125 | 50269.0937 | 41890.9114 | 34909.0929 | 29090.9107 | 24242.4256 | 20202.0213 | 16835.0178 | 14029.1815 | 11690.9846 | 9742.4871 | 8118.7393 | 6765.6161 | 5638.0134 | 4698.3445 | 3915.2871 | 3262.7392 | 2718.9494
Expected Revenue |  |  | 20X1 | 20X2 | 20X3 | 20X4 | 20X5 | 20X6 | 20X7 | 20X8 | 20X9 | 20X10 | 20X11 | 20X12 | 20X13 | 20X14 | 20X15 | 20X16 | 20X17 | 20X18 | 20X19 | 20X20 | 20X21 | 20X22 | 20X23 | 20X24 | 20X25
Expected Revenue from methane | 252858.7298 |  | 252858.7298 | 367687.9873 | 367687.9873 | 367687.9873 | 367687.9873 | 367687.9873 | 367687.9873 | 367687.9873 | 367687.9873 | 367687.9873 | 367687.9873 | 367687.9873 | 367687.9873 | 367687.9873 | 367687.9873 | 367687.9873 | 367687.9873 | 367687.9873 | 367687.9873 | 367687.9873 | 367687.9873 | 367687.9873 | 367687.9873 | 367687.9873 | 367687.9873
Equivalent revenue from fertilizer/urea | 64092.3145 |  | 64092.3145 | 93185.3986 | 93185.3986 | 93185.3986 | 93185.3986 | 93185.3986 | 93185.3986 | 93185.3986 | 93185.3986 | 93185.3986 | 93185.3986 | 93185.3986 | 93185.3986 | 93185.3986 | 93185.3986 | 93185.3986 | 93185.3986 | 93185.3986 | 93185.3986 | 93185.3986 | 93185.3986 | 93185.3986 | 93185.3986 | 93185.3986 | 93185.3986
Total Expected Revenue | 316951.0444 |  | 316951.0444 | 460873.386 | 460873.386 | 460873.386 | 460873.386 | 460873.386 | 460873.386 | 460873.386 | 460873.386 | 460873.386 | 460873.386 | 460873.386 | 460873.386 | 460873.386 | 460873.386 | 460873.386 | 460873.386 | 460873.386 | 460873.386 | 460873.386 | 460873.386 | 460873.386 | 460873.386 | 460873.386 | 460873.386
Discounted Revenue (Social Discount Rate) |  |  | 316951.0444 | 411494.0946 | 367405.4416 | 328040.5729 | 292893.3687 | 261511.9363 | 233492.8003 | 208475.7145 | 186139.0308 | 166195.5632 | 148388.8957 | 132490.0855 | 118294.7192 | 105620.285 | 94303.8259 | 84199.8445 | 75178.4326 | 67123.6006 | 59931.7862 | 53510.5234 | 47777.253 | 42658.2616 | 38087.7336 | 34006.905 | 30363.308
Discounted Revenue (ESCO Discount Rate) |  |  | 316951.0444 | 384061.155 | 320050.9625 | 266709.1354 | 222257.6128 | 185214.6774 | 154345.5645 | 128621.3037 | 107184.4198 | 89320.3498 | 74433.6248 | 62028.0207 | 51690.0173 | 43075.0144 | 35895.8453 | 29913.2044 | 24927.6704 | 20773.0586 | 17310.8822 | 14425.7352 | 12021.446 | 10017.8716 | 8348.2264 | 6956.8553 | 5797.3794
Annual Cash flow |  |  | -2805016.664 | 244725.4842 | 244725.4842 | 244725.4842 | 244725.4842 | 244725.4842 | 244725.4842 | 244725.4842 | 244725.4842 | 244725.4842 | 244725.4842 | 244725.4842 | 244725.4842 | 244725.4842 | 244725.4842 | 244725.4842 | 244725.4842 | 244725.4842 | 244725.4842 | 244725.4842 | 244725.4842 | 244725.4842 | 244725.4842 | 244725.4842 | 244725.4842
Potential Cost Savings from Replacements |  |  | 20X1 | 20X2 | 20X3 | 20X4 | 20X5 | 20X6 | 20X7 | 20X8 | 20X9 | 20X10 | 20X11 | 20X12 | 20X13 | 20X14 | 20X15 | 20X16 | 20X17 | 20X18 | 20X19 | 20X20 | 20X21 | 20X22 | 20X23 | 20X24 | 20X25
Equivalent Cost Savings from Kerosene (30%) | 532472.2104 |  | 532472.2104 | 774174.4942 | 774174.4942 | 774174.4942 | 774174.4942 | 774174.4942 | 774174.4942 | 774174.4942 | 774174.4942 | 774174.4942 | 774174.4942 | 774174.4942 | 774174.4942 | 774174.4942 | 774174.4942 | 774174.4942 | 774174.4942 | 774174.4942 | 774174.4942 | 774174.4942 | 774174.4942 | 774174.4942 | 774174.4942 | 774174.4942 | 774174.4942
Equivalent Cost Savings from wood charcoal | 70908.2606 |  | 70908.2606 | 103095.2709 | 103095.2709 | 103095.2709 | 103095.2709 | 103095.2709 | 103095.2709 | 103095.2709 | 103095.2709 | 103095.2709 | 103095.2709 | 103095.2709 | 103095.2709 | 103095.2709 | 103095.2709 | 103095.2709 | 103095.2709 | 103095.2709 | 103095.2709 | 103095.2709 | 103095.2709 | 103095.2709 | 103095.2709 | 103095.2709 | 103095.2709
Equivalent Cost Saving from fertilizer/urea | 64092.3145 |  | 64092.3145 | 93185.3986 | 93185.3986 | 93185.3986 | 93185.3986 | 93185.3986 | 93185.3986 | 93185.3986 | 93185.3986 | 93185.3986 | 93185.3986 | 93185.3986 | 93185.3986 | 93185.3986 | 93185.3986 | 93185.3986 | 93185.3986 | 93185.3986 | 93185.3986 | 93185.3986 | 93185.3986 | 93185.3986 | 93185.3986 | 93185.3986 | 93185.3986
Total Cost Savings from Replacement | 667472.7856 |  | 667472.7856 | 970455.1638 | 970455.1638 | 970455.1638 | 970455.1638 | 970455.1638 | 970455.1638 | 970455.1638 | 970455.1638 | 970455.1638 | 970455.1638 | 970455.1638 | 970455.1638 | 970455.1638 | 970455.1638 | 970455.1638 | 970455.1638 | 970455.1638 | 970455.1638 | 970455.1638 | 970455.1638 | 970455.1638 | 970455.1638 | 970455.1638 | 970455.1638
Discounted Cost Saving (Social Discount Rate) |  |  | 667472.7856 | 866477.8248 | 773640.915 | 690750.817 | 616741.8009 | 550662.3222 | 491662.7877 | 438984.6319 | 391950.5642 | 349955.8609 | 312460.59 | 278982.6697 | 249091.6694 | 222403.2762 | 198574.3538 | 177298.5301 | 158302.2591 | 141341.3027 | 126197.5917 | 112676.4212 | 100603.9475 | 89824.9531 | 80200.851 | 71607.9027 | 63935.6274
Discounted Cost Saving (ESCO Discount Rate) |  |  | 667472.7856 | 808712.6365 | 673927.1971 | 561605.9976 | 468004.998 | 390004.165 | 325003.4708 | 270836.2257 | 225696.8547 | 188080.7123 | 156733.9269 | 130611.6057 | 108843.0048 | 90702.504 | 75585.42 | 62987.85 | 52489.875 | 43741.5625 | 36451.3021 | 30376.0851 | 25313.4042 | 21094.5035 | 17578.7529 | 14648.9608 | 12207.4673
Potential Carbon Emission Avoidance
Annual Equivalent utilization in Kerosene (kg) of 30% | 33279513.1498 |  | 33279513.1498 | 48385905.8864 | 48385905.8864 | 48385905.8864 | 48385905.8864 | 48385905.8864 | 48385905.8864 | 48385905.8864 | 48385905.8864 | 48385905.8864 | 48385905.8864 | 48385905.8864 | 48385905.8864 | 48385905.8864 | 48385905.8864 | 48385905.8864 | 48385905.8864 | 48385905.8864 | 48385905.8864 | 48385905.8864 | 48385905.8864 | 48385905.8864 | 48385905.8864 | 48385905.8864 | 48385905.8864
Annual Power Output of kerosene (kWh) | 23850317.7573 |  | 23850317.7573 | 34676565.8852 | 34676565.8852 | 34676565.8852 | 34676565.8852 | 34676565.8852 | 34676565.8852 | 34676565.8852 | 34676565.8852 | 34676565.8852 | 34676565.8852 | 34676565.8852 | 34676565.8852 | 34676565.8852 | 34676565.8852 | 34676565.8852 | 34676565.8852 | 34676565.8852 | 34676565.8852 | 34676565.8852 | 34676565.8852 | 34676565.8852 | 34676565.8852 | 34676565.8852 | 34676565.8852
Annual Power Output of kerosene (kWh) Adjusted for Capacity Utilization | 13108862.9797 |  | 13108862.9797 | 19059299.5624 | 19059299.5624 | 19059299.5624 | 19059299.5624 | 19059299.5624 | 19059299.5624 | 19059299.5624 | 19059299.5624 | 19059299.5624 | 19059299.5624 | 19059299.5624 | 19059299.5624 | 19059299.5624 | 19059299.5624 | 19059299.5624 | 19059299.5624 | 19059299.5624 | 19059299.5624 | 19059299.5624 | 19059299.5624 | 19059299.5624 | 19059299.5624 | 19059299.5624 | 19059299.5624
Annual Equivalent utilization in Wood Charcoal (kg) of 70% | 25506568.5683 |  | 25506568.5683 | 37084629.8345 | 37084629.8345 | 37084629.8345 | 37084629.8345 | 37084629.8345 | 37084629.8345 | 37084629.8345 | 37084629.8345 | 37084629.8345 | 37084629.8345 | 37084629.8345 | 37084629.8345 | 37084629.8345 | 37084629.8345 | 37084629.8345 | 37084629.8345 | 37084629.8345 | 37084629.8345 | 37084629.8345 | 37084629.8345 | 37084629.8345 | 37084629.8345 | 37084629.8345 | 37084629.8345
Annual Power Output of Wood Charcoal (kWh) | 17004379.0456 |  | 17004379.0456 | 24723086.5563 | 24723086.5563 | 24723086.5563 | 24723086.5563 | 24723086.5563 | 24723086.5563 | 24723086.5563 | 24723086.5563 | 24723086.5563 | 24723086.5563 | 24723086.5563 | 24723086.5563 | 24723086.5563 | 24723086.5563 | 24723086.5563 | 24723086.5563 | 24723086.5563 | 24723086.5563 | 24723086.5563 | 24723086.5563 | 24723086.5563 | 24723086.5563 | 24723086.5563 | 24723086.5563
Annual Power Output of Wood Charcoal (kWh) Adjusted for Capacity Utilization | 9346126.0026 |  | 9346126.0026 | 13588563.3642 | 13588563.3642 | 13588563.3642 | 13588563.3642 | 13588563.3642 | 13588563.3642 | 13588563.3642 | 13588563.3642 | 13588563.3642 | 13588563.3642 | 13588563.3642 | 13588563.3642 | 13588563.3642 | 13588563.3642 | 13588563.3642 | 13588563.3642 | 13588563.3642 | 13588563.3642 | 13588563.3642 | 13588563.3642 | 13588563.3642 | 13588563.3642 | 13588563.3642 | 13588563.3642
Summary.
Annual Cost Savings from Replacement of Kerosene and Wood Charcoal with biogas ($) | 667472.7856
Total Discounted (Soc Disc) Cost Savings from Replacement of Kerosene and Wood Charcoal with biogas ($) over project lifespan | 8221802.2554
Total Discounted (ESCO Disc) Cost Savings from Replacement of Kerosene and Wood Charcoal with biogas ($) over project lifespan | 5458711.2678
IRR (2XX0-2X25) | 7.007%
NPV (2XX0-2X25) at Social Discount (0.75% surrogate for cost of capital) | 2532819.0807
NPV (2XX0-2X25) at Social Discount | -803568.0439
NPV (2XX0-2X25) at ESCO Discount | -1330651.161

## GuiSolarPV Financial Analys
Technology Assumptions
Solar PV for irrigation (kW): |  | 779.46
Solar PV for lighting and processing (kW) |  | 4250.655
Total Project Solar PV Capacity (kW) |  | 5030.115
Capital Cost Solar PV ($1000/kW) |  | 5030115.04
Capital Cost Solar irrigation system accessories ($500/kW) |  | 389730
Fixed and Variable O&M (10% of Capital Cost) | USD / kW | 503011.504
Variable O&M Escalation | USD / kWh | 0
Capacity factor solar | % | 20% | Assumption based on SunMetrix
Capacity factor diesel | % | 44% | Assumption
Hours per year (irrigation) |  | 1825
Hours per year (processing) | Hour / Year | 4380
Electricity price (tariff) | USD / kWh | 0.08 | Assumption based on Trimble et. al/ World Bank 2016
Electricty price (diesel generator) | USD / kWh | 0.23 | Assumption based on IEA 2020 for Countries with Diesel based power systems
Annual solar energy generation for irrigation (kWh) |  | 1138011.6
Annual Solar energy Generation for lighting and processing (kWh) |  | 14894295.2602
Emission factor (grid) | kg / MWh | 0.677 | Average based on IFI Dataset
Emission factor of Diesel per GJ | Kg CO2/GJ | 0.0741 | https://ghgprotocol.org/sites/default/files/Emission_Factors_from_Cross_Sector_Tools_March_2017.xlsx
Degradation | % | 0%
Total Capital Investments (Solar processing and irrigation) | USD | 5419845.04
1000 kWh | 1 | MWh
Kilogram per ton | 1000 | Kg / Ton
GJ per kWh | 0.0036 | GJ / kWh
Financial/Economic Assumptions
Debt Percentage | % | 100%
Interest Rate | % | 0%
Debt Term | Years | 25
Economic Life | Years | 25
Cost of Equity | % | 14.7%
Cost of Capital Imp Discount Rate | % | 0.75%
Social Discount Rate | % | 12%
ESCO Discount Rate | % | 20%
Project summary
Cumulative capital investment | 216793.8016 | USD
Cumulative O&M costs | 11016367.6 | USD
Total cumulative costs | 11233161.4016 | USD
Avoided electricity expenditure | 13518934.2562 | USD
Avoided social cost of carbon | -3126285.9838 | USD
Net cumulative costs | 840513.1292 | USD
Project summary (per kWh)
Cumulative capital investment | 0.00057346 | USD
Cumulative O&M costs | 0.02914 | USD
Total cumulative costs | 0.029714 | USD
Avoided electricity expenditure | 0.03576 | USD
Avoided social cost of carbon | -0.0082696 | USD
Net cumulative costs | 0.0022233 | USD
LCOE
LCOE | USD2019 / kWh | 0.04424
LCOE (with externalities) | USD2019 / kWh | 0.05251
LCOE | USD2019 / GJ | 12.2889
LCOE (with externalities) | USD2019 / GJ | 14.586
Electricity expenditure and emissions | Unit
Avoided electricity expenditure (grid) | USD | 13518934.2562
Avoided electricity expenditure (diesel) | USD | 70226050.1818
Avoided emissions (grid) | Kg | 255938116.5442
Avoided emissions (diesel) | Kg | 100847.935
Cumulative generation | kWh | 378047439.504
Cumulative avoided emissions (grid) | Tons | -100847.935
Year |  | 20X1 | 20X2 | 20X3 | 20X4 | 20X5 | 20X6 | 20X7 | 20X8 | 20X9 | 20X10 | 20X11 | 20X12 | 20X13 | 20X14 | 20X15 | 20X16 | 20X17 | 20X18 | 20X19 | 20X20 | 20X21 | 20X22 | 20X23 | 20X24 | 20X25 | 20X26 | 20X27 | 20X28 | 20X29 | 20X30 | 20X31 | 20X32 | 20X33 | 20X34 | 20X35 | 20X36
Time step for discounting |  | 0 | 1 | 2 | 3 | 4 | 5 | 6 | 7 | 8 | 9 | 10 | 11 | 12 | 13 | 14 | 15 | 16 | 17 | 18 | 19 | 20 | 21 | 22 | 23 | 24 | 25 | 26 | 27 | 28 | 29 | 30 | 31 | 32 | 33 | 34 | 35
Annual Generation (kWh) | kWh / Year | 16032306.8602 | 16032306.8602 | 16032306.8602 | 16032306.8602 | 16032306.8602 | 14894295.2602 | 14894295.2602 | 14894295.2602 | 14894295.2602 | 14894295.2602 | 14894295.2602 | 14894295.2602 | 14894295.2602 | 14894295.2602 | 14894295.2602 | 14894295.2602 | 14894295.2602 | 14894295.2602 | 14894295.2602 | 14894295.2602 | 14894295.2602 | 14894295.2602 | 14894295.2602 | 14894295.2602 | 14894295.2602 |  |  | 0 | 0 | 0 | 0 | 0 | 0 | 0 | 0 | 0
Cumulative generation | kWh | 0: 378047439.504
Annual O&M costs | Unit
Fixed and Variable O&M | USD / Year | 503011.504 | 503011.504 | 503011.504 | 503011.504 | 503011.504 | 425065.504 | 425065.504 | 425065.504 | 425065.504 | 425065.504 | 425065.504 | 425065.504 | 425065.504 | 425065.504 | 425065.504 | 425065.504 | 425065.504 | 425065.504 | 425065.504 | 425065.504 | 425065.504 | 425065.504 | 425065.504 | 425065.504 | 425065.504 |  |  | 0 | 0 | 0 | 0 | 0 | 0 | 0 | 0 | 0
Fuel cost diesel | USD / Year | 0 | 0 | 0 | 0 | 0 | 0 | 0 | 0 | 0 | 0 | 0 | 0 | 0 | 0 | 0 | 0 | 0 | 0 | 0 | 0 | 0 | 0 | 0 | 0 | 0 | 0 | 0 | 0 | 0 | 0 | 0 | 0 | 0 | 0 | 0 | 0
Operating Expenses | USD / Year | 503011.504 | 503011.504 | 503011.504 | 503011.504 | 503011.504 | 425065.504 | 425065.504 | 425065.504 | 425065.504 | 425065.504 | 425065.504 | 425065.504 | 425065.504 | 425065.504 | 425065.504 | 425065.504 | 425065.504 | 425065.504 | 425065.504 | 425065.504 | 425065.504 | 425065.504 | 425065.504 | 425065.504 | 425065.504 | 0 | 0 | 0 | 0 | 0 | 0 | 0 | 0 | 0 | 0 | 0
Cumulative O&M costs solar | Unit
Fixed and Variable O&M | USD | 0: 11016367.6
Variable O&M Escalation | USD | 0: 0
Total cumulative O&M | USD | 0: 11016367.6
Capital investment | Unit | 1 | 2 | 3 | 4 | 5 | 6 | 7 | 8 | 9 | 10
Total years of financing | Year | bar: 11016367.6 1
Total capital investment | USD / Year | 5419845.04 | 0 | 0 | 0 | 0 | 0 | 0 | 0 | 0 | 0
Financing payments | Unit
Interest Payment | USD / Year |  | 0 | 0 | 0 | 0 | 0 | 0 | 0 | 0 | 0 | 0 | 0 | 0 | 0 | 0 | 0 | 0 | 0 | 0 | 0 | 0 | 0 | 0 | 0 | 0 | 0 | 0 | 0 | 0 | 0 | 0 | 0 | 0 | 0 | 0 | 0
Principal Payment | USD / Year |  | 216793.8016 | 216793.8016 | 216793.8016 | 216793.8016 | 216793.8016 | 216793.8016 | 216793.8016 | 216793.8016 | 216793.8016 | 216793.8016 | 216793.8016 | 216793.8016 | 216793.8016 | 216793.8016 | 216793.8016 | 216793.8016 | 216793.8016 | 216793.8016 | 216793.8016 | 216793.8016 | 216793.8016 | 216793.8016 | 216793.8016 | 216793.8016 | 216793.8016 | 0 | 0 | 0 | 0 | 0 | 0 | 0 | 0 | 0 | 0
Total costs of financing | USD / Year | 216793.8016 | 216793.8016 | 216793.8016 | 216793.8016 | 216793.8016 | 216793.8016 | 216793.8016 | 216793.8016 | 216793.8016 | 216793.8016 | 216793.8016 | 216793.8016 | 216793.8016 | 216793.8016 | 216793.8016 | 216793.8016 | 216793.8016 | 216793.8016 | 216793.8016 | 216793.8016 | 216793.8016 | 216793.8016 | 216793.8016 | 216793.8016 | 216793.8016 | 216793.8016 | 0 | 0 | 0 | 0 | 0 | 0 | 0 | 0 | 0 | 0
Total Annual cost | USD / Year | 719805.3056 | 719805.3056 | 719805.3056 | 719805.3056 | 719805.3056 | 641859.3056 | 641859.3056 | 641859.3056 | 641859.3056 | 641859.3056 | 641859.3056 | 641859.3056 | 641859.3056 | 641859.3056 | 641859.3056 | 641859.3056 | 641859.3056 | 641859.3056 | 641859.3056 | 641859.3056 | 641859.3056 | 641859.3056 | 641859.3056 | 641859.3056 | 641859.3056 | 216793.8016 | 0 | 0 | 0 | 0 | 0 | 0 | 0 | 0 | 0 | 0
|  | Upfront payment | Debt Service
Equity payment | USD / Year |  | 0 | 0 | 0 | 0 | 0 | 0 | 0 | 0 | 0 | 0 | 0 | 0 | 0 | 0 | 0 | 0 | 0 | 0 | 0 | 0 | 0 | 0 | 0 | 0 | 0 | 0 | 0 | 0 | 0 | 0 | 0 | 0 | 0 | 0 | 0
Equity funding | USD | 11016367.6 1: 0
NPV Energy | kWh2019 / Year | 16032306.8602 | 13360255.7168 | 11133546.4307 | 9277955.3589 | 7731629.4657 | 5985683.216 | 4988069.3467 | 4156724.4556 | 3463937.0463 | 2886614.2053 | 2405511.8377 | 2004593.1981 | 1670494.3318 | 1392078.6098 | 1160065.5082 | 966721.2568 | 805601.0473 | 671334.2061 | 559445.1718 | 466204.3098 | 388503.5915 | 323752.9929 | 269794.1608 | 224828.4673 | 187357.0561 | 0 | 0 | 0 | 0 | 0 | 0 | 0 | 0 | 0 | 0 | 0
Present Value Cost | USD2019 / Year | 719805.3056 | 599837.7547 | 499864.7956 | 416553.9963 | 347128.3302 | 257948.8593 | 214957.3828 | 179131.1523 | 149275.9602 | 124396.6335 | 103663.8613 | 86386.5511 | 71988.7926 | 59990.6605 | 49992.2171 | 41660.1809 | 34716.8174 | 28930.6812 | 24108.901 | 20090.7508 | 16742.2923 | 13951.9103 | 11626.5919 | 9688.8266 | 8074.0222 | 2272.5618 | 0 | 0 | 0 | 0 | 0 | 0 | 0 | 0 | 0 | 0
Present Value Cost (with externalities) | USD2019 / Year | 852385.4291 | 710321.1909 | 591934.3258 | 493278.6048 | 411065.504 | 307447.8258 | 256206.5215 | 213505.4346 | 177921.1955 | 148267.6629 | 123556.3858 | 102963.6548 | 85803.0457 | 71502.5381 | 59585.4484 | 49654.5403 | 41378.7836 | 34482.3197 | 28735.2664 | 23946.0553 | 19955.0461 | 16629.2051 | 13857.6709 | 11548.0591 | 9623.3826 | 2272.5618 | 0 | 0 | 0 | 0 | 0 | 0 | 0 | 0 | 0 | 0
(1) Present value revenues if all sold | USD2019 / Year | 1282584.5488 | 1068820.4573 | 890683.7145 | 742236.4287 | 618530.3573 | 478854.6573 | 399045.5477 | 332537.9564 | 277114.9637 | 230929.1364 | 192440.947 | 160367.4558 | 133639.5465 | 111366.2888 | 92805.2407 | 77337.7005 | 64448.0838 | 53706.7365 | 44755.6137 | 37296.3448 | 31080.2873 | 25900.2394 | 21583.5329 | 17986.2774 | 14988.5645 | 0 | 0 | 0 | 0 | 0 | 0 | 0 | 0 | 0 | 0 | 0
(2) Present value revenues if consumed | USD2019 / Year | 573313.5045 | 477761.2538 | 398134.3781 | 331778.6485 | 276482.207 | 214047.364 | 178372.8033 | 148644.0027 | 123870.0023 | 103225.0019 | 86020.8349 | 71684.0291 | 59736.6909 | 49780.5758 | 41483.8131 | 34569.8443 | 28808.2036 | 24006.8363 | 20005.6969 | 16671.4141 | 13892.8451 | 11577.3709 | 9647.8091 | 8039.8409 | 6699.8674 | 0 | 0 | 0 | 0 | 0 | 0 | 0 | 0 | 0 | 0 | 0
Present value externalities | USD2019 / Year | -132580.1235 | -110483.4363 | -92069.5302 | -76724.6085 | -63937.1738 | -49498.9665 | -41249.1387 | -34374.2823 | -28645.2352 | -23871.0294 | -19892.5245 | -16577.1037 | -13814.2531 | -11511.8776 | -9593.2313 | -7994.3594 | -6661.9662 | -5551.6385 | -4626.3654 | -3855.3045 | -3212.7538 | -2677.2948 | -2231.079 | -1859.2325 | -1549.3604 | 0 | 0 | 0 | 0 | 0 | 0 | 0 | 0 | 0 | 0 | 0
Emissions relative to grid electricity | Unit
Annual emissions Avoided (tCO2eq) | Ton / Year | -4276.7782 | -4276.7782 | -4276.7782 | -4276.7782 | -4276.7782 | -3973.2022 | -3973.2022 | -3973.2022 | -3973.2022 | -3973.2022 | -3973.2022 | -3973.2022 | -3973.2022 | -3973.2022 | -3973.2022 | -3973.2022 | -3973.2022 | -3973.2022 | -3973.2022 | -3973.2022 | -3973.2022 | -3973.2022 | -3973.2022 | -3973.2022 | -3973.2022 | 0 | 0 | 0 | 0 | 0 | 0 | 0 | 0 | 0 | 0 | 0
Cumulative Avoided Emissions | Tons | 11016367.6 1: -100847.935
Avoided electricity cost | Unit
Avoided electricity cost (grid) | USD / Year | 573313.5045 | 573313.5045 | 573313.5045 | 573313.5045 | 573313.5045 | 532618.3367 | 532618.3367 | 532618.3367 | 532618.3367 | 532618.3367 | 532618.3367 | 532618.3367 | 532618.3367 | 532618.3367 | 532618.3367 | 532618.3367 | 532618.3367 | 532618.3367 | 532618.3367 | 532618.3367 | 532618.3367 | 532618.3367 | 532618.3367 | 532618.3367 | 532618.3367 | 0 | 0 | 0 | 0 | 0 | 0 | 0 | 0 | 0 | 0 | 0
Cumulative avoided electricity cost (grid) | USD | 11016367.6 1: 13518934.2562
Externalities
Avoided social cost of carbon (SCC) | Unit
Social cost of carbon per ton of CO2 | USD / Ton | 11016367.6 1: 31
Avoided annual social cost of carbon | USD / Year | -132580.1235 | -132580.1235 | -132580.1235 | -132580.1235 | -132580.1235 | -123169.2683 | -123169.2683 | -123169.2683 | -123169.2683 | -123169.2683 | -123169.2683 | -123169.2683 | -123169.2683 | -123169.2683 | -123169.2683 | -123169.2683 | -123169.2683 | -123169.2683 | -123169.2683 | -123169.2683 | -123169.2683 | -123169.2683 | -123169.2683 | -123169.2683 | -123169.2683 | 0 | 0 | 0 | 0 | 0 | 0 | 0 | 0 | 0 | 0 | 0
Cumulative social cost of carbon | USD | 11016367.6 1: -3126285.9838
Additional costs of carbon compared to grid | USD / Year | -336470.0241 | -336470.0241 | -336470.0241 | -336470.0241 | -336470.0241 | -312586.5746 | -312586.5746 | -312586.5746 | -312586.5746 | -312586.5746 | -312586.5746 | -312586.5746 | -312586.5746 | -312586.5746 | -312586.5746 | -312586.5746 | -312586.5746 | -312586.5746 | -312586.5746 | -312586.5746 | -312586.5746 | -312586.5746 | -312586.5746 | -312586.5746 | -312586.5746 | 0 | 0 | 0 | 0 | 0 | 0 | 0 | 0 | 0 | 0 | 0
Cumulative difference in SCC | USD | 11016367.6 1: -7934081.6129
Calculation of annual net benefits | Unit
Avoided electricity cost (grid) | USD / Year | 573313.5045 | 573313.5045 | 573313.5045 | 573313.5045 | 573313.5045 | 532618.3367 | 532618.3367 | 532618.3367 | 532618.3367 | 532618.3367 | 532618.3367 | 532618.3367 | 532618.3367 | 532618.3367 | 532618.3367 | 532618.3367 | 532618.3367 | 532618.3367 | 532618.3367 | 532618.3367 | 532618.3367 | 532618.3367 | 532618.3367 | 532618.3367 | 532618.3367 | 0 | 0 | 0 | 0 | 0 | 0 | 0 | 0 | 0 | 0 | 0
Avoided annual social cost of carbon | USD / Year | -132580.1235 | -132580.1235 | -132580.1235 | -132580.1235 | -132580.1235 | -123169.2683 | -123169.2683 | -123169.2683 | -123169.2683 | -123169.2683 | -123169.2683 | -123169.2683 | -123169.2683 | -123169.2683 | -123169.2683 | -123169.2683 | -123169.2683 | -123169.2683 | -123169.2683 | -123169.2683 | -123169.2683 | -123169.2683 | -123169.2683 | -123169.2683 | -123169.2683 | 0 | 0 | 0 | 0 | 0 | 0 | 0 | 0 | 0 | 0 | 0
Annual benefits | USD / Year | 440733.381 | 440733.381 | 440733.381 | 440733.381 | 440733.381 | 409449.0684 | 409449.0684 | 409449.0684 | 409449.0684 | 409449.0684 | 409449.0684 | 409449.0684 | 409449.0684 | 409449.0684 | 409449.0684 | 409449.0684 | 409449.0684 | 409449.0684 | 409449.0684 | 409449.0684 | 409449.0684 | 409449.0684 | 409449.0684 | 409449.0684 | 409449.0684 | 0 | 0 | 0 | 0 | 0 | 0 | 0 | 0 | 0 | 0 | 0
Capital investment | USD / Year | 5419845.04 | 0 | 0 | 0 | 0 | 0 | 0 | 0 | 0 | 0
O&M costs | USD / Year | 503011.504 | 503011.504 | 503011.504 | 503011.504 | 503011.504 | 503011.504 | 503011.504 | 503011.504 | 503011.504 | 503011.504 | 503011.504 | 503011.504 | 503011.504 | 503011.504 | 503011.504 | 503011.504 | 503011.504 | 503011.504 | 503011.504 | 503011.504 | 503011.504 | 503011.504 | 503011.504 | 503011.504 | 503011.504 | 1990816.9348 | 1990816.9348 | #REF! | #REF! | #REF! | #REF! | #REF! | #REF! | #REF! | #REF! | #REF!
Fuel costs | USD / Year | 0 | 0 | 0 | 0 | 0 | 0 | 0 | 0 | 0 | 0 | 0 | 0 | 0 | 0 | 0 | 0 | 0 | 0 | 0 | 0 | 0 | 0 | 0 | 0 | 0 | 0 | 0 | 0 | 0 | 0 | 0 | 0 | 0 | 0 | 0 | 0
Interest Payment | USD / Year | 0 | 0 | 0 | 0 | 0 | 0 | 0 | 0 | 0 | 0 | 0 | 0 | 0 | 0 | 0 | 0 | 0 | 0 | 0 | 0 | 0 | 0 | 0 | 0 | 0 | 0 | 0 | 0 | 0 | 0 | 0 | 0 | 0 | 0 | 0 | 0
Principal Payment | USD / Year | 0 | 216793.8016 | 216793.8016 | 216793.8016 | 216793.8016 | 216793.8016 | 216793.8016 | 216793.8016 | 216793.8016 | 216793.8016 | 216793.8016 | 216793.8016 | 216793.8016 | 216793.8016 | 216793.8016 | 216793.8016 | 216793.8016 | 216793.8016 | 216793.8016 | 216793.8016 | 216793.8016 | 216793.8016 | 216793.8016 | 216793.8016 | 216793.8016 | 216793.8016 | 0 | 0 | 0 | 0 | 0 | 0 | 0 | 0 | 0 | 0
Total cost | USD / Year | 5922856.544 | 719805.3056 | 719805.3056 | 719805.3056 | 719805.3056 | 719805.3056 | 719805.3056 | 719805.3056 | 719805.3056 | 719805.3056 | 719805.3056 | 719805.3056 | 719805.3056 | 719805.3056 | 719805.3056 | 719805.3056 | 719805.3056 | 719805.3056 | 719805.3056 | 719805.3056 | 719805.3056 | 719805.3056 | 719805.3056 | 719805.3056 | 719805.3056 | 2207610.7364 | 1990816.9348 | #REF! | #REF! | #REF! | #REF! | #REF! | #REF! | #REF! | #REF! | #REF!
Annual net benefits | USD / Year | -5482123.163 | -62278.123 | -62278.123 | -62278.123 | -62278.123 | -93562.4356 | -93562.4356 | -93562.4356 | -93562.4356 | -93562.4356 | -93562.4356 | -93562.4356 | -93562.4356 | -93562.4356 | -93562.4356 | -93562.4356 | -93562.4356 | -93562.4356 | -93562.4356 | -93562.4356 | -93562.4356 | -93562.4356 | -93562.4356 | -93562.4356 | -93562.4356 | -1990816.9348 | -1990816.9348 | #REF! | #REF! | #REF! | #REF! | #REF! | #REF! | #REF! | #REF! | #REF!
IRR calculations | Unit
Revenue calculations @grid price | USD / Year | 1282584.5488 | 1282584.5488 | 1282584.5488 | 1282584.5488 | 1282584.5488 | 1191543.6208 | 1191543.6208 | 1191543.6208 | 1191543.6208 | 1191543.6208 | 1191543.6208 | 1191543.6208 | 1191543.6208 | 1191543.6208 | 1191543.6208 | 1191543.6208 | 1191543.6208 | 1191543.6208 | 1191543.6208 | 1191543.6208 | 1191543.6208 | 1191543.6208 | 1191543.6208 | 1191543.6208 | 1191543.6208 | 0 | 0 | 0 | 0 | 0 | 0 | 0 | 0 | 0 | 0 | 0
Total costs | USD / Year | 5922856.544 | 719805.3056 | 719805.3056 | 719805.3056 | 719805.3056 | 719805.3056 | 719805.3056 | 719805.3056 | 719805.3056 | 719805.3056 | 719805.3056 | 719805.3056 | 719805.3056 | 719805.3056 | 719805.3056 | 719805.3056 | 719805.3056 | 719805.3056 | 719805.3056 | 719805.3056 | 719805.3056 | 719805.3056 | 719805.3056 | 719805.3056 | 719805.3056 | 2207610.7364 | 1990816.9348 | #REF! | #REF! | #REF! | #REF! | #REF! | #REF! | #REF! | #REF! | #REF!
Profits | USD / Year | -4640271.9952 | 562779.2432 | 562779.2432 | 562779.2432 | 562779.2432 | 471738.3152 | 471738.3152 | 471738.3152 | 471738.3152 | 471738.3152 | 471738.3152 | 471738.3152 | 471738.3152 | 471738.3152 | 471738.3152 | 471738.3152 | 471738.3152 | 471738.3152 | 471738.3152 | 471738.3152 | 471738.3152 | 471738.3152 | 471738.3152 | 471738.3152 | 471738.3152 | -2207610.7364 | -1990816.9348 | #REF! | #REF! | #REF! | #REF! | #REF! | #REF! | #REF! | #REF! | #REF!
Profits + externalities | USD / Year | -4772852.1187 | 430199.1197 | 430199.1197 | 430199.1197 | 430199.1197 | 348569.0469 | 348569.0469 | 348569.0469 | 348569.0469 | 348569.0469 | 348569.0469 | 348569.0469 | 348569.0469 | 348569.0469 | 348569.0469 | 348569.0469 | 348569.0469 | 348569.0469 | 348569.0469 | 348569.0469 | 348569.0469 | 348569.0469 | 348569.0469 | 348569.0469 | 348569.0469 | -2207610.7364 | -1990816.9348 | #REF! | #REF! | #REF! | #REF! | #REF! | #REF! | #REF! | #REF! | #REF!
Cumulative revenues | USD | 11016367.6 1: 30243795.1603
Cumulative profits | USD | 11016367.6 1: 7045611.2819
Cumulative profits (inc. externalities) | USD | 11016367.6 1: 3919325.2981
IRR (2XX0-2X25) | 9.66%
IRR with externalities (2XX0-2X25) | 5.725%
NPV (2XX0-2X25) | Cost of Capital Imp Rate | 11016367.6 1: 5998127.7025
| Social Discount | 11016367.6 1: -617490.0615
| ESCO Discount Rate | 11016367.6 1: -1729641.5623
NPV with externalities (2XX0-2X25) | Cost of Capital Imp Rate | 11016367.6 1: 3153861.4059
| Social Discount | 11016367.6 1: -1617447.7941
| ESCO Discount Rate | 11016367.6 1: -2367176.4533

## Emissions CalculationsSenegal
GHG Accounting SCPZ Senegal
| Color code: |  |  |  |  | Summary of technology development for adopting a low emission path
| red cells: Assumptions |  |  |  |  | Solar PV for irrigation (MW): |  |  | 0.78804
| black cells: Calculations |  |  |  |  | Solar PV for lighting and processing (MW) |  |  | 3.2731
[6 empty] | Volume Digesters (m3) |  |  | 5218.5906
Assumptions |  | 0.64
| Yearly irrigation hours (h) | 1825
| Yearly hours for lighting and processing (h) | 4380
| Yearly hours running Diesel equivallent biogas plants | 4380
| Efficiency of solar PV systems | 0.8
| Ratio tCH4/tCO2 eq avoided | 25
| Country digesters ratio compared to overall programme | 21.23%
| Year |  | 1 | 2 | 3 | 4 | 5 | 6 | 7 | 8 | 9 | 10 | 11 | 12 | 13 | 14 | 15 | 16 | 17 | 18 | 19 | 20 | 21 | 22 | 23 | 24 | 25
Energy Balance | Annual solar energy generation for irrigation (MWh) |  | 1150.5384 | 1150.5384 | 1150.5384 | 1150.5384 | 1150.5384 | 1150.5384 | 1150.5384 | 1150.5384 | 1150.5384 | 1150.5384 | 1150.5384 | 1150.5384 | 1150.5384 | 1150.5384 | 1150.5384 | 1150.5384 | 1150.5384 | 1150.5384 | 1150.5384 | 1150.5384 | 1150.5384 | 1150.5384 | 1150.5384 | 1150.5384 | 1150.5384
| Annual Solar energy Generation for lighting and processing (MWh) |  | 11468.8906 | 11468.8906 | 11468.8906 | 11468.8906 | 11468.8906 | 11468.8906 | 11468.8906 | 11468.8906 | 11468.8906 | 11468.8906 | 11468.8906 | 11468.8906 | 11468.8906 | 11468.8906 | 11468.8906 | 11468.8906 | 11468.8906 | 11468.8906 | 11468.8906 | 11468.8906 | 11468.8906 | 11468.8906 | 11468.8906 | 11468.8906 | 11468.8906
| Annual Energy generation from biogas plants (MWh) |  | 9527.0477 | 9527.0477 | 9527.0477 | 9527.0477 | 9527.0477 | 9527.0477 | 9527.0477 | 9527.0477 | 9527.0477 | 9527.0477 | 9527.0477 | 9527.0477 | 9527.0477 | 9527.0477 | 9527.0477 | 9527.0477 | 9527.0477 | 9527.0477 | 9527.0477 | 9527.0477 | 9527.0477 | 9527.0477 | 9527.0477 | 9527.0477 | 9527.0477
Emissions Baseline | Baseline 100% Diesel for solar irrigation and lighting (tCO2eq) |  | 3366.3589 | 3366.3589 | 3366.3589 | 3366.3589 | 3366.3589 | 3366.3589 | 3366.3589 | 3366.3589 | 3366.3589 | 3366.3589 | 3366.3589 | 3366.3589 | 3366.3589 | 3366.3589 | 3366.3589 | 3366.3589 | 3366.3589 | 3366.3589 | 3366.3589 | 3366.3589 | 3366.3589 | 3366.3589 | 3366.3589 | 3366.3589 | 3366.3589
| Baseline methane discharge from bio-waste (tCO2eq) |  | 101369.0689 | 101369.0689 | 101369.0689 | 101369.0689 | 101369.0689 | 101369.0689 | 101369.0689 | 101369.0689 | 101369.0689 | 101369.0689 | 101369.0689 | 101369.0689 | 101369.0689 | 101369.0689 | 101369.0689 | 101369.0689 | 101369.0689 | 101369.0689 | 101369.0689 | 101369.0689 | 101369.0689 | 101369.0689 | 101369.0689 | 101369.0689 | 101369.0689
| Baseline 100% Diesel for lighting and processing |  | 9175.1125 | 9175.1125 | 9175.1125 | 9175.1125 | 9175.1125 | 9175.1125 | 9175.1125 | 9175.1125 | 9175.1125 | 9175.1125 | 9175.1125 | 9175.1125 | 9175.1125 | 9175.1125 | 9175.1125 | 9175.1125 | 9175.1125 | 9175.1125 | 9175.1125 | 9175.1125 | 9175.1125 | 9175.1125 | 9175.1125 | 9175.1125 | 9175.1125
| Baseline Diesel equivallent for biogas generators |  | 6097.3105 | 6097.3105 | 6097.3105 | 6097.3105 | 6097.3105 | 6097.3105 | 6097.3105 | 6097.3105 | 6097.3105 | 6097.3105 | 6097.3105 | 6097.3105 | 6097.3105 | 6097.3105 | 6097.3105 | 6097.3105 | 6097.3105 | 6097.3105 | 6097.3105 | 6097.3105 | 6097.3105 | 6097.3105 | 6097.3105 | 6097.3105 | 6097.3105
| Baseline non sequestration by agro forestry |  | 0 | 0 | 0 | 0 | 0 | 3291336 | 3291336 | 3291336 | 3291336 | 3291336 | 3291336 | 3291336 | 3291336 | 3291336 | 3291336 | 3291336 | 3291336 | 3291336 | 3291336 | 3291336 | 3291336 | 3291336 | 3291336 | 3291336 | 3291336
| Baseline non sequestration by crops |  | 15426.48 | 15426.48 | 15426.48 | 15426.48 | 15426.48 | 15426.48 | 15426.48 | 15426.48 | 15426.48 | 15426.48 | 15426.48 | 15426.48 | 15426.48 | 15426.48 | 15426.48 | 15426.48 | 15426.48 | 15426.48 | 15426.48 | 15426.48 | 15426.48 | 15426.48 | 15426.48 | 15426.48 | 15426.48
| Baseline emissions including CRA and Agroforestry (tCO2eq) |  | 135434.3308 | 135434.3308 | 135434.3308 | 135434.3308 | 135434.3308 | 3426770.3308 | 3426770.3308 | 3426770.3308 | 3426770.3308 | 3426770.3308 | 3426770.3308 | 3426770.3308 | 3426770.3308 | 3426770.3308 | 3426770.3308 | 3426770.3308 | 3426770.3308 | 3426770.3308 | 3426770.3308 | 3426770.3308 | 3426770.3308 | 3426770.3308 | 3426770.3308 | 3426770.3308 | 3426770.3308
Abatement (Energy & Waste) | Abatement attributed to solar irrigation systems (tCO2eq) |  | 306.9176 | 306.9176 | 306.9176 | 306.9176 | 306.9176 | 306.9176 | 306.9176 | 306.9176 | 306.9176 | 306.9176 | 306.9176 | 306.9176 | 306.9176 | 306.9176 | 306.9176 | 306.9176 | 306.9176 | 306.9176 | 306.9176 | 306.9176 | 306.9176 | 306.9176 | 306.9176 | 306.9176 | 306.9176
| Abatement attributed to solar lighting and processing systems (tCO2eq) |  | 3059.4413 | 3059.4413 | 3059.4413 | 3059.4413 | 3059.4413 | 3059.4413 | 3059.4413 | 3059.4413 | 3059.4413 | 3059.4413 | 3059.4413 | 3059.4413 | 3059.4413 | 3059.4413 | 3059.4413 | 3059.4413 | 3059.4413 | 3059.4413 | 3059.4413 | 3059.4413 | 3059.4413 | 3059.4413 | 3059.4413 | 3059.4413 | 3059.4413
| Abatement attributed to the proportion of bio-waste digested (tCO2eq) |  | 90218.4713 | 90218.4713 | 90218.4713 | 90218.4713 | 90218.4713 | 90218.4713 | 90218.4713 | 90218.4713 | 90218.4713 | 90218.4713 | 90218.4713 | 90218.4713 | 90218.4713 | 90218.4713 | 90218.4713 | 90218.4713 | 90218.4713 | 90218.4713 | 90218.4713 | 90218.4713 | 90218.4713 | 90218.4713 | 90218.4713 | 90218.4713 | 90218.4713
| Abatement attibuted to avoided diesel using biogas for electricity (tCO2eq) |  | 6097.3105 | 6097.3105 | 6097.3105 | 6097.3105 | 6097.3105 | 6097.3105 | 6097.3105 | 6097.3105 | 6097.3105 | 6097.3105 | 6097.3105 | 6097.3105 | 6097.3105 | 6097.3105 | 6097.3105 | 6097.3105 | 6097.3105 | 6097.3105 | 6097.3105 | 6097.3105 | 6097.3105 | 6097.3105 | 6097.3105 | 6097.3105 | 6097.3105
Project_Estimates_2 (Biogas)
Renewable penetration (40% of 122,136,259 kWh)
| Annual Generation (MWh) |  | 3256.9669 | 3256.9669 | 3256.9669 | 3256.9669 | 3256.9669 | 3256.9669 | 3256.9669 | 3256.9669 | 3256.9669 | 3256.9669 | 3256.9669 | 3256.9669 | 3256.9669 | 3256.9669 | 3256.9669 | 3256.9669 | 3256.9669 | 3256.9669 | 3256.9669 | 3256.9669 | 3256.9669 | 3256.9669 | 3256.9669 | 3256.9669 | 3256.9669
| Households supported |  | 374.51 | 374.51 | 374.51 | 374.51 | 374.51 | 374.51 | 374.51 | 374.51 | 374.51 | 374.51 | 374.51 | 374.51 | 374.51 | 374.51 | 374.51 | 374.51 | 374.51 | 374.51 | 374.51 | 374.51 | 374.51 | 374.51 | 374.51 | 374.51 | 374.51
| Emissions per household |  | 4.86 | 4.86 | 4.86 | 4.86 | 4.86 | 4.86 | 4.86 | 4.86 | 4.86 | 4.86 | 4.86 | 4.86 | 4.86 | 4.86 | 4.86 | 4.86 | 4.86 | 4.86 | 4.86 | 4.86 | 4.86 | 4.86 | 4.86 | 4.86 | 4.86
| Net CO2 equivalent emission reduction/Yr (tCO2e/yr) |  | 1820.1186 | 1820.1186 | 1820.1186 | 1820.1186 | 1820.1186 | 1820.1186 | 1820.1186 | 1820.1186 | 1820.1186 | 1820.1186 | 1820.1186 | 1820.1186 | 1820.1186 | 1820.1186 | 1820.1186 | 1820.1186 | 1820.1186 | 1820.1186 | 1820.1186 | 1820.1186 | 1820.1186 | 1820.1186 | 1820.1186 | 1820.1186 | 1820.1186
Crop abatement | Crop adaptation
| Emissions avoided per hectare (average across crops and interventions) | 1.292
| Total hectares | 11940
| Net CO2 equivalent emission reduction/Yr (tCO2e/yr) |  | 15426.48 | 15426.48 | 15426.48 | 15426.48 | 15426.48 | 15426.48 | 15426.48 | 15426.48 | 15426.48 | 15426.48 | 15426.48 | 15426.48 | 15426.48 | 15426.48 | 15426.48 | 15426.48 | 15426.48 | 15426.48 | 15426.48 | 15426.48 | 15426.48 | 15426.48 | 15426.48 | 15426.48 | 15426.48
Agroforestry abatement | Please refer to Annex 22B_2 (FAO - Ex-Ante Carbon Balance Tool) | Agroforestry Hectares (Ha) | 4: Total 20,000Ha
| Total Carbon Sequestered over duration of accounting (25 years) |  | 4: 3291336
| Total Annual Carbon Sequestered (Agroforestry) |  | 0 | 0 | 0 | 0 | 0 | 3291336 | 3291336 | 3291336 | 3291336 | 3291336 | 3291336 | 3291336 | 3291336 | 3291336 | 3291336 | 3291336 | 3291336 | 3291336 | 3291336 | 3291336 | 3291336 | 3291336 | 3291336 | 3291336 | 3291336
| Ex ante abatement estimates from roads constructions and rehabilitations (tCO2eq) | -40771.2
| Total Estimated Emission Reductions |  | 115108.6207 | 115108.6207 | 115108.6207 | 115108.6207 | 115108.6207 | 3406444.6207 | 115108.6207 | 115108.6207 | 115108.6207 | 115108.6207 | 115108.6207 | 115108.6207 | 115108.6207 | 115108.6207 | 115108.6207 | 115108.6207 | 115108.6207 | 115108.6207 | 115108.6207 | 115108.6207 | 115108.6207 | 115108.6207 | 115108.6207 | 115108.6207 | 115108.6207
| Total project Emissions by 2030 NDC Contribution (tCO2e) | 4401651.007
| Total Emissions reductions by 2045 -Project Lifetime (tCo2e) (old) | 6128280.3174
| Total funding (USD) | 113333724.9564
| GCF (USD) | 33333722.2313
| Estimated cost per tCO2e | 18.4936
| Estimated GCF cost per tCO2e | 5.4393

## SenBiogas Electricity Fin Sen
Technology Assumptions |  |  | Source.
Project Capacity (kW) |  | 2175.125
Capital Cost ($/kW) |  | 2570 | IRENA (2012)
Installed Capital Cost ($/kW) |  | 5590071.3568 |  | Grid Emission Factor | gCO2/kwh
Fixed O&M ($/kW) | USD / kW | 0 |  | Guinea | 677
Fixed O&M Escalation | USD / kW | 0 |  | Senegal | 674
Variable O&M ($/kWh) | USD / kWh | 0 |  | Togo | 527
Total O & M ($/kWh) | USD / kWh | 0.009 |  |  | 1878
Capacity factor Biogas Power System | % | 30% | Assumption |  | 469.5 | 626 | Guinea, Senegal and Togo
Capacity factor diesel | % | 44% | Assumption | Combined Margin Grid Emission Factor, gCO2/kWh
Hours per year | Hour / Year | 4380 |  | The IFI Dataset of Default Grid Factors
v.2.0
Electricity price (grid) | USD / kWh | 0.08 | Assumption based on Trimble et. al/ World Bank 2016
Electricty price (diesel) | USD / kWh | 0.23 | Assumption based on IEA 2020 for Countries with Diesel based power systems
Emission factor (grid) | kg / kWh | 0.674 | Average based on IFI Dataset
Adjusted Emission Factor (grid) | kg / kWh | 0.626
Emission factor (diesel) | kg / kWh | 0.64 | Assumption based on AE GHG Tool
Degradation | % | 0%
Total Capital Cost | USD | 5590071.3568
1000 kWh | 1 | MWh
Kilogram per ton | 1000 | Kg / Ton
GJ per kWh | 0.0036 | GJ / kWh
Financial/Economic Assumptions
Debt Percentage | % | 100%
Interest Rate | % | 0%
Debt Term | Years | 25
Economic Life | Years | 25
Cost of Equity | % | 14.7% | Assumption
Cost of Capital Implicit Discount Rate | % | 0.75%
Social Discount Rate | % | 12% | AE/Africa
Private ESCO Discount Rate | % | 20% | Build up
Project summary
Cumulative capital investment | 5590071.3568 | USD
Cumulative O&M costs | 2143585.7285 | USD
Total cumulative costs | 7733657.0853 | USD
Avoided electricity expenditure | -11757723.0529 | USD
Avoided social cost of carbon | -4924473.7846 | USD
Net cumulative costs | 24415853.9227 | USD
Project summary (per kWh)
Cumulative capital investment | 0.02347 | USD
Cumulative O&M costs | 0.009 | USD
Total cumulative costs | 0.03247 | USD
Avoided electricity expenditure | -0.049366 | USD
Avoided social cost of carbon | -0.020676 | USD
Net cumulative costs | 0.10251 | USD
LCOE
LCOE | USD2019 / kWh | 0.12747
LCOE (with externalities) | USD2019 / kWh | 0.14731
LCOE | USD2019 / GJ | 35.4075
LCOE (with externalities) | USD2019 / GJ | 40.9191
Electricity expenditure and emissions | Unit
Avoided electricity expenditure (grid) | USD | -11305502.9354
Avoided electricity expenditure (diesel) | USD | 24420925.8724
Avoided emissions (grid) | Kg | 160530753.4431
Avoided emissions (diesel) | Kg | 152432762.9133
Cumulative generation | kWh | 238176192.052
Cumulative avoided emissions (grid) | Tons | -152432.7629
Year |  | 20X1 | 20X2 | 20X3 | 20X4 | 20X5 | 20X6 | 20X7 | 20X8 | 20X9 | 20X10 | 20X11 | 20X12 | 20X13 | 20X14 | 20X15 | 20X16 | 20X17 | 20X18 | 20X19 | 20X20 | 20X21 | 20X22 | 20X23 | 20X24 | 20X25 | 20X26 | 20X27 | 20X28 | 20X29 | 20X30 | 20X31 | 20X32 | 20X33 | 20X34 | 20X35 | 20X36
Time step for discounting |  | 0 | 1 | 2 | 3 | 4 | 5 | 6 | 7 | 8 | 9 | 10 | 11 | 12 | 13 | 14 | 15 | 16 | 17 | 18 | 19 | 20 | 21 | 22 | 23 | 24 | 25 | 26 | 27 | 28 | 29 | 30 | 31 | 32 | 33 | 34 | 35
Annual Generation (kWh) | kWh / Year | 9527047.6821 | 9527047.6821 | 9527047.6821 | 9527047.6821 | 9527047.6821 | 9527047.6821 | 9527047.6821 | 9527047.6821 | 9527047.6821 | 9527047.6821 | 9527047.6821 | 9527047.6821 | 9527047.6821 | 9527047.6821 | 9527047.6821 | 9527047.6821 | 9527047.6821 | 9527047.6821 | 9527047.6821 | 9527047.6821 | 9527047.6821 | 9527047.6821 | 9527047.6821 | 9527047.6821 | 9527047.6821 | 9527047.6821 | 0 | 0 | 0 | 0 | 0 | 0 | 0 | 0 | 0 | 0
Cumulative generation | kWh | 0: 238176192.052
Annual O&M costs | Unit
Total O & M Cost ($/kWh) | 0.009
Annual O&M | USD / Year | 85743.4291 | 85743.4291 | 85743.4291 | 85743.4291 | 85743.4291 | 85743.4291 | 85743.4291 | 85743.4291 | 85743.4291 | 85743.4291 | 85743.4291 | 85743.4291 | 85743.4291 | 85743.4291 | 85743.4291 | 85743.4291 | 85743.4291 | 85743.4291 | 85743.4291 | 85743.4291 | 85743.4291 | 85743.4291 | 85743.4291 | 85743.4291 | 85743.4291 | 1642768.8674 | 0 | 0 | 0 | 0 | 0 | 0 | 0 | 0 | 0 | 0
Variable O&M | USD / Year | 0 | 0 | 0 | 0 | 0 | 0 | 0 | 0 | 0 | 0 | 0 | 0 | 0 | 0 | 0 | 0 | 0 | 0 | 0 | 0 | 0 | 0 | 0 | 0 | 0 | 0 | 0 | 0 | 0 | 0 | 0 | 0 | 0 | 0 | 0 | 0
Fuel cost diesel | USD / Year | 0 | 0 | 0 | 0 | 0 | 0 | 0 | 0 | 0 | 0 | 0 | 0 | 0 | 0 | 0 | 0 | 0 | 0 | 0 | 0 | 0 | 0 | 0 | 0 | 0 | 0 | 0 | 0 | 0 | 0 | 0 | 0 | 0 | 0 | 0 | 0
Operating Expenses | USD / Year | 85743.4291 | 85743.4291 | 85743.4291 | 85743.4291 | 85743.4291 | 85743.4291 | 85743.4291 | 85743.4291 | 85743.4291 | 85743.4291 | 85743.4291 | 85743.4291 | 85743.4291 | 85743.4291 | 85743.4291 | 85743.4291 | 85743.4291 | 85743.4291 | 85743.4291 | 85743.4291 | 85743.4291 | 85743.4291 | 85743.4291 | 85743.4291 | 85743.4291 | 1642768.8674 | 0 | 0 | 0 | 0 | 0 | 0 | 0 | 0 | 0 | 0
Cumulative O&M costs solar | Unit
Fixed O&M | USD | 0: 2143585.7285
Variable O&M | USD | 0: 0
Total cumulative O&M | USD | 0: 2143585.7285
Capital investment | Unit | 1 | 2 | 3 | 4 | 5 | 6 | 7 | 8 | 9 | 10
Total years of financing | Year | bar: 2143585.7285 1
Annual capital investment | USD / Year | 5590071.3568 | 0 | 0 | 0 | 0 | 0 | 0 | 0 | 0 | 0
Financing payments | Unit
Interest Payment | USD / Year |  | 0 | 0 | 0 | 0 | 0 | 0 | 0 | 0 | 0 | 0 | 0 | 0 | 0 | 0 | 0 | 0 | 0 | 0 | 0 | 0 | 0 | 0 | 0 | 0 | 0 | 0 | 0 | 0 | 0 | 0 | 0 | 0 | 0 | 0 | 0
Principal Payment | USD / Year |  | 223602.8543 | 223602.8543 | 223602.8543 | 223602.8543 | 223602.8543 | 223602.8543 | 223602.8543 | 223602.8543 | 223602.8543 | 223602.8543 | 223602.8543 | 223602.8543 | 223602.8543 | 223602.8543 | 223602.8543 | 223602.8543 | 223602.8543 | 223602.8543 | 223602.8543 | 223602.8543 | 223602.8543 | 223602.8543 | 223602.8543 | 223602.8543 | 223602.8543 | 0 | 0 | 0 | 0 | 0 | 0 | 0 | 0 | 0 | 0
Total costs of financing | USD / Year | 5590071.3568 | 223602.8543 | 223602.8543 | 223602.8543 | 223602.8543 | 223602.8543 | 223602.8543 | 223602.8543 | 223602.8543 | 223602.8543 | 223602.8543 | 223602.8543 | 223602.8543 | 223602.8543 | 223602.8543 | 223602.8543 | 223602.8543 | 223602.8543 | 223602.8543 | 223602.8543 | 223602.8543 | 223602.8543 | 223602.8543 | 223602.8543 | 223602.8543 | 223602.8543 | 0 | 0 | 0 | 0 | 0 | 0 | 0 | 0 | 0 | 0
Total Annual cost | USD / Year | 5675814.786 | 309346.2834 | 309346.2834 | 309346.2834 | 309346.2834 | 309346.2834 | 309346.2834 | 309346.2834 | 309346.2834 | 309346.2834 | 309346.2834 | 309346.2834 | 309346.2834 | 309346.2834 | 309346.2834 | 309346.2834 | 309346.2834 | 309346.2834 | 309346.2834 | 309346.2834 | 309346.2834 | 309346.2834 | 309346.2834 | 309346.2834 | 309346.2834 | 1866371.7216 | 0 | 0 | 0 | 0 | 0 | 0 | 0 | 0 | 0 | 0
|  | Upfront payment | Debt Service
Equity payment | USD / Year |  | 0 | 0 | 0 | 0 | 0 | 0 | 0 | 0 | 0 | 0 | 0 | 0 | 0 | 0 | 0 | 0 | 0 | 0 | 0 | 0 | 0 | 0 | 0 | 0 | 0 | 0 | 0 | 0 | 0 | 0 | 0 | 0 | 0 | 0 | 0
Equity funding | USD | 2143585.7285 1: 0
NPV Energy | kWh2019 / Year | 9527047.6821 | 7939206.4017 | 6616005.3348 | 5513337.779 | 4594448.1492 | 3828706.791 | 3190588.9925 | 2658824.1604 | 2215686.8003 | 1846405.6669 | 1538671.3891 | 1282226.1576 | 1068521.798 | 890434.8317 | 742029.0264 | 618357.522 | 515297.935 | 429414.9458 | 357845.7882 | 298204.8235 | 248504.0196 | 207086.683 | 172572.2358 | 143810.1965 | 119841.8304 | 99868.192 | 0 | 0 | 0 | 0 | 0 | 0 | 0 | 0 | 0 | 0
Present Value Cost | USD2019 / Year | 5675814.786 | 257788.5695 | 214823.8079 | 179019.8399 | 149183.1999 | 124319.3333 | 103599.4444 | 86332.8703 | 71944.0586 | 59953.3822 | 49961.1518 | 41634.2932 | 34695.2443 | 28912.7036 | 24093.9197 | 20078.2664 | 16731.8887 | 13943.2405 | 11619.3671 | 9682.8059 | 8069.0049 | 6724.1708 | 5603.4757 | 4669.563 | 3891.3025 | 19564.4208 | 0 | 0 | 0 | 0 | 0 | 0 | 0 | 0 | 0 | 0
Present Value Cost (with externalities) | USD2019 / Year | 5864831.412 | 415302.4245 | 346085.3538 | 288404.4615 | 240337.0512 | 200280.876 | 166900.73 | 139083.9417 | 115903.2847 | 96586.0706 | 80488.3922 | 67073.6601 | 55894.7168 | 46578.9307 | 38815.7755 | 32346.4796 | 26955.3997 | 22462.8331 | 18719.0276 | 15599.1896 | 12999.3247 | 10832.7706 | 9027.3088 | 7522.7573 | 6268.9645 | 21651.0668 | 0 | 0 | 0 | 0 | 0 | 0 | 0 | 0 | 0 | 0
(1) Present value revenues if all sold | USD2019 / Year | 762163.8146 | 635136.5121 | 529280.4268 | 441067.0223 | 367555.8519 | 306296.5433 | 255247.1194 | 212705.9328 | 177254.944 | 147712.4534 | 123093.7111 | 102578.0926 | 85481.7438 | 71234.7865 | 59362.3221 | 49468.6018 | 41223.8348 | 34353.1957 | 28627.6631 | 23856.3859 | 19880.3216 | 16566.9346 | 13805.7789 | 11504.8157 | 9587.3464 | 7989.4554 | 0 | 0 | 0 | 0 | 0 | 0 | 0 | 0 | 0 | 0
(2) Present value revenues if consumed | USD2019 / Year | -452220.1174 | -376850.0978 | -314041.7482 | -261701.4568 | -218084.5474 | -181737.1228 | -151447.6023 | -126206.3353 | -105171.9461 | -87643.2884 | -73036.0737 | -60863.3947 | -50719.4956 | -42266.2463 | -35221.8719 | -29351.56 | -24459.6333 | -20383.0277 | -16985.8565 | -14154.8804 | -11795.7336 | -9829.778 | -8191.4817 | -6826.2348 | -5688.529 | -4740.4408 | 0 | 0 | 0 | 0 | 0 | 0 | 0 | 0 | 0 | 0
Present value externalities | USD2019 / Year | -189016.626 | -157513.855 | -131261.5458 | -109384.6215 | -91153.8513 | -75961.5427 | -63301.2856 | -52751.0713 | -43959.2261 | -36632.6884 | -30527.2404 | -25439.367 | -21199.4725 | -17666.2271 | -14721.8559 | -12268.2132 | -10223.511 | -8519.5925 | -7099.6604 | -5916.3837 | -4930.3197 | -4108.5998 | -3423.8332 | -2853.1943 | -2377.6619 | -2086.646 | 0 | 0 | 0 | 0 | 0 | 0 | 0 | 0 | 0 | 0
Emissions relative to grid electricity | Unit
Annual emissions Avoided (tCO2eq) | Ton / Year | -6097.3105 | -6097.3105 | -6097.3105 | -6097.3105 | -6097.3105 | -6097.3105 | -6097.3105 | -6097.3105 | -6097.3105 | -6097.3105 | -6097.3105 | -6097.3105 | -6097.3105 | -6097.3105 | -6097.3105 | -6097.3105 | -6097.3105 | -6097.3105 | -6097.3105 | -6097.3105 | -6097.3105 | -6097.3105 | -6097.3105 | -6097.3105 | -6097.3105 | -6421.2301 | 0 | 0 | 0 | 0 | 0 | 0 | 0 | 0 | 0 | 0
Cumulative Avoided Emissions | Tons | 2143585.7285 1: -152432.7629
Avoided electricity cost | Unit
Avoided electricity cost (grid) | USD / Year | -452220.1174 | -452220.1174 | -452220.1174 | -452220.1174 | -452220.1174 | -452220.1174 | -452220.1174 | -452220.1174 | -452220.1174 | -452220.1174 | -452220.1174 | -452220.1174 | -452220.1174 | -452220.1174 | -452220.1174 | -452220.1174 | -452220.1174 | -452220.1174 | -452220.1174 | -452220.1174 | -452220.1174 | -452220.1174 | -452220.1174 | -452220.1174 | -452220.1174 | -452220.1174 | 0 | 0 | 0 | 0 | 0 | 0 | 0 | 0 | 0 | 0
Cumulative avoided electricity cost (grid) | USD | 2143585.7285 1: -11757723.0529
Externalities
Avoided social cost of carbon (SCC) | Unit
Social cost of carbon per ton of CO2 | USD / Ton | 2143585.7285 1: 31
Avoided annual social cost of carbon | USD / Year | -189016.626 | -189016.626 | -189016.626 | -189016.626 | -189016.626 | -189016.626 | -189016.626 | -189016.626 | -189016.626 | -189016.626 | -189016.626 | -189016.626 | -189016.626 | -189016.626 | -189016.626 | -189016.626 | -189016.626 | -189016.626 | -189016.626 | -189016.626 | -189016.626 | -189016.626 | -189016.626 | -189016.626 | -189016.626 | -199058.1343 | 0 | 0 | 0 | 0 | 0 | 0 | 0 | 0 | 0 | 0
Cumulative social cost of carbon | USD | 2143585.7285 1: -4924473.7846
Additional costs of carbon compared to grid | USD / Year | -199058.1343 | -199058.1343 | -199058.1343 | -199058.1343 | -199058.1343 | -199058.1343 | -199058.1343 | -199058.1343 | -199058.1343 | -199058.1343 | -199058.1343 | -199058.1343 | -199058.1343 | -199058.1343 | -199058.1343 | -199058.1343 | -199058.1343 | -199058.1343 | -199058.1343 | -199058.1343 | -199058.1343 | -199058.1343 | -199058.1343 | -199058.1343 | -199058.1343 | -199058.1343 | 0 | 0 | 0 | 0 | 0 | 0 | 0 | 0 | 0 | 0
Cumulative difference in SCC | USD | 2143585.7285 1: -5175511.491
Calculation of annual net benefits | Unit
Avoided electricity cost (grid) | USD / Year | -452220.1174 | -452220.1174 | -452220.1174 | -452220.1174 | -452220.1174 | -452220.1174 | -452220.1174 | -452220.1174 | -452220.1174 | -452220.1174 | -452220.1174 | -452220.1174 | -452220.1174 | -452220.1174 | -452220.1174 | -452220.1174 | -452220.1174 | -452220.1174 | -452220.1174 | -452220.1174 | -452220.1174 | -452220.1174 | -452220.1174 | -452220.1174 | -452220.1174 | -452220.1174 | 0 | 0 | 0 | 0 | 0 | 0 | 0 | 0 | 0 | 0
Avoided annual social cost of carbon | USD / Year | -189016.626 | -189016.626 | -189016.626 | -189016.626 | -189016.626 | -189016.626 | -189016.626 | -189016.626 | -189016.626 | -189016.626 | -189016.626 | -189016.626 | -189016.626 | -189016.626 | -189016.626 | -189016.626 | -189016.626 | -189016.626 | -189016.626 | -189016.626 | -189016.626 | -189016.626 | -189016.626 | -189016.626 | -189016.626 | -199058.1343 | 0 | 0 | 0 | 0 | 0 | 0 | 0 | 0 | 0 | 0
Annual benefits | USD / Year | -641236.7434 | -641236.7434 | -641236.7434 | -641236.7434 | -641236.7434 | -641236.7434 | -641236.7434 | -641236.7434 | -641236.7434 | -641236.7434 | -641236.7434 | -641236.7434 | -641236.7434 | -641236.7434 | -641236.7434 | -641236.7434 | -641236.7434 | -641236.7434 | -641236.7434 | -641236.7434 | -641236.7434 | -641236.7434 | -641236.7434 | -641236.7434 | -641236.7434 | -651278.2517 | 0 | 0 | 0 | 0 | 0 | 0 | 0 | 0 | 0 | 0
Capital investment | USD / Year | 5590071.3568 | 0 | 0 | 0 | 0 | 0 | 0 | 0 | 0 | 0
O&M costs | USD / Year | 85743.4291 | 85743.4291 | 85743.4291 | 85743.4291 | 85743.4291 | 85743.4291 | 85743.4291 | 85743.4291 | 85743.4291 | 85743.4291 | 85743.4291 | 85743.4291 | 85743.4291 | 85743.4291 | 85743.4291 | 85743.4291 | 85743.4291 | 85743.4291 | 85743.4291 | 85743.4291 | 85743.4291 | 85743.4291 | 85743.4291 | 85743.4291 | 85743.4291 | 1642768.8674 | 0 | 0 | 0 | 0 | 0 | 0 | 0 | 0 | 0 | 0
Fuel costs | USD / Year | 0 | 0 | 0 | 0 | 0 | 0 | 0 | 0 | 0 | 0 | 0 | 0 | 0 | 0 | 0 | 0 | 0 | 0 | 0 | 0 | 0 | 0 | 0 | 0 | 0 | 0 | 0 | 0 | 0 | 0 | 0 | 0 | 0 | 0 | 0 | 0
Interest Payment | USD / Year | 0 | 0 | 0 | 0 | 0 | 0 | 0 | 0 | 0 | 0 | 0 | 0 | 0 | 0 | 0 | 0 | 0 | 0 | 0 | 0 | 0 | 0 | 0 | 0 | 0 | 0 | 0 | 0 | 0 | 0 | 0 | 0 | 0 | 0 | 0 | 0
Principal Payment | USD / Year | 0 | 223602.8543 | 223602.8543 | 223602.8543 | 223602.8543 | 223602.8543 | 223602.8543 | 223602.8543 | 223602.8543 | 223602.8543 | 223602.8543 | 223602.8543 | 223602.8543 | 223602.8543 | 223602.8543 | 223602.8543 | 223602.8543 | 223602.8543 | 223602.8543 | 223602.8543 | 223602.8543 | 223602.8543 | 223602.8543 | 223602.8543 | 223602.8543 | 223602.8543 | 0 | 0 | 0 | 0 | 0 | 0 | 0 | 0 | 0 | 0
Total cost | USD / Year | 5675814.786 | 309346.2834 | 309346.2834 | 309346.2834 | 309346.2834 | 309346.2834 | 309346.2834 | 309346.2834 | 309346.2834 | 309346.2834 | 309346.2834 | 309346.2834 | 309346.2834 | 309346.2834 | 309346.2834 | 309346.2834 | 309346.2834 | 309346.2834 | 309346.2834 | 309346.2834 | 309346.2834 | 309346.2834 | 309346.2834 | 309346.2834 | 309346.2834 | 1866371.7216 | 0 | 0 | 0 | 0 | 0 | 0 | 0 | 0 | 0 | 0
Annual net benefits | USD / Year | -6317051.5294 | -726980.1726 | -726980.1726 | -726980.1726 | -726980.1726 | -726980.1726 | -726980.1726 | -726980.1726 | -726980.1726 | -726980.1726 | -726980.1726 | -726980.1726 | -726980.1726 | -726980.1726 | -726980.1726 | -726980.1726 | -726980.1726 | -726980.1726 | -726980.1726 | -726980.1726 | -726980.1726 | -726980.1726 | -726980.1726 | -726980.1726 | -726980.1726 | -2294047.119 | 0 | 0 | 0 | 0 | 0 | 0 | 0 | 0 | 0 | 0
IRR calculations | Unit
Revenue calculations @grid price | USD / Year | 762163.8146 | 762163.8146 | 762163.8146 | 762163.8146 | 762163.8146 | 762163.8146 | 762163.8146 | 762163.8146 | 762163.8146 | 762163.8146 | 762163.8146 | 762163.8146 | 762163.8146 | 762163.8146 | 762163.8146 | 762163.8146 | 762163.8146 | 762163.8146 | 762163.8146 | 762163.8146 | 762163.8146 | 762163.8146 | 762163.8146 | 762163.8146 | 762163.8146 | 762163.8146 | 0 | 0 | 0 | 0 | 0 | 0 | 0 | 0 | 0 | 0
Total costs | USD / Year | 5675814.786 | 309346.2834 | 309346.2834 | 309346.2834 | 309346.2834 | 309346.2834 | 309346.2834 | 309346.2834 | 309346.2834 | 309346.2834 | 309346.2834 | 309346.2834 | 309346.2834 | 309346.2834 | 309346.2834 | 309346.2834 | 309346.2834 | 309346.2834 | 309346.2834 | 309346.2834 | 309346.2834 | 309346.2834 | 309346.2834 | 309346.2834 | 309346.2834 | 1866371.7216 | 0 | 0 | 0 | 0 | 0 | 0 | 0 | 0 | 0 | 0
Profits | USD / Year | -4913650.9714 | 452817.5312 | 452817.5312 | 452817.5312 | 452817.5312 | 452817.5312 | 452817.5312 | 452817.5312 | 452817.5312 | 452817.5312 | 452817.5312 | 452817.5312 | 452817.5312 | 452817.5312 | 452817.5312 | 452817.5312 | 452817.5312 | 452817.5312 | 452817.5312 | 452817.5312 | 452817.5312 | 452817.5312 | 452817.5312 | 452817.5312 | 452817.5312 | -1104207.9071 | 0 | 0 | 0 | 0 | 0 | 0 | 0 | 0 | 0 | 0
Profits + externalities | USD / Year | -5102667.5974 | 263800.9051 | 263800.9051 | 263800.9051 | 263800.9051 | 263800.9051 | 263800.9051 | 263800.9051 | 263800.9051 | 263800.9051 | 263800.9051 | 263800.9051 | 263800.9051 | 263800.9051 | 263800.9051 | 263800.9051 | 263800.9051 | 263800.9051 | 263800.9051 | 263800.9051 | 263800.9051 | 263800.9051 | 263800.9051 | 263800.9051 | 263800.9051 | -1303266.0413 | 0 | 0 | 0 | 0 | 0 | 0 | 0 | 0 | 0 | 0
Cumulative revenues | USD | 2143585.7285 1: 19054095.3642
Cumulative profits | USD | 2143585.7285 1: 5953969.7763
Cumulative profits (inc. externalities) | USD | 2143585.7285 1: 1228554.126
IRR (20X0-25) | 7.641%
IRR with externalities (20X0-25) | 1.803%
NPV (20X0-25) | Cost of Capital Imp Rate | 2143585.7285 1: 4960931.1579
| Social Discount | 2143585.7285 1: -1239978.8452
| ESCO Discount Rate | 2143585.7285 1: -2231702.9459
NPV with externalities (20X0-25) | Cost of Capital Imp Rate | 2143585.7285 1: 666708.6515
| Social Discount | 2143585.7285 1: -2722462.5375
| ESCO Discount Rate | 2143585.7285 1: -3166879.1513
References.
IRENA 2012. RENEWABLE ENERGY TECHNOLOGIES: COST ANALYSIS SERIES. Volume 1: Power Sector. Issue 5/. Biomass for Power Generation. . https://www.irena.org/publications/2012/Jun/Renewable-Energy-Cost-Analysis---Biomass-for-Power-Generation
Chris Trimble, Masami Kojima, Ines Perez Arroyo, Farah Mohammadzadeh. Financial Viability of Electricity Sectors in Sub-Saharan Africa. Quasi-Fiscal Deficits and Hidden Costs. https://documents.worldbank.org/en/publication/documents-reports/documentdetail/182071470748085038/financial-viability-of-electricity-sectors-in-sub-saharan-africa-quasi-fiscal-deficits-and-hidden-costs
IEA. Energy Prices. May 2020. https://www.iea.org/reports/energy-prices-2020
The IFI Dataset of Default Grid Factors v.2.0. https://unfccc.int/sites/default/files/resource/Harmonized_Grid_Emission_factor_data_set.pdf

## SenegalDigesterAnaly
Biogas Production Potential (m3) and Net Equivalent Emission Reduction (tCo2eq)
Feedstock | Annual Biogas Generation | Model uncertainty correction factor 0.94 | Methane Concentration/ methane conversion factor | m3 methane gas available annually | Annual Methane Mass Rate | Methane prevention/avoidance (1 kg = 0.001 tonne) | CO2eq equivalent emissions from direct discharge into atmosphere | CO2eq emissions from conversion of methane to CO2 during end-use (gas-to-energy) | Net CO2 equivalent emission reduction/Yr
| m3/yr | [M3/yr] | [%] | m3/y | kg/yr | tCH4 | tCo2eq | tCo2eq | tCo2eq
Cattle manure | 2580094.845 | 2425289.1543 | 0.65 | 1576437.9503 | 1056213.4267 | 1056.2134 | 26405.3357 | 2904.5869 | 23500.7487
Sheep & Goat | 6542734.5 | 6150170.43 | 0.65 | 3997610.7795 | 2678399.2223 | 2678.3992 | 66959.9806 | 7365.5979 | 59594.3827
Pig/swine | 432868.0772 | 406895.9926 | 0.65 | 264482.3952 | 177203.2048 | 177.2032 | 4430.0801 | 487.3088 | 3942.7713
Poultry/chicken | 349187.5339 | 328236.2818 | 0.65 | 213353.5832 | 142946.9007 | 142.9469 | 3573.6725 | 393.104 | 3180.5685
Fish/aquaculture | 0 | 0 | 0.71 | 0 | 0 | 0 | 0 | 0 | 0
Agro/food waste | 0 | 0 | 0.665 | 0 | 0 | 0 | 0 | 0 | 0
Human waste/sewage | 0 | 0 | 0.65 | 0 | 0 | 0 | 0 | 0 | 0
Total | 9904884.9561 | 9310591.8587 |  | 6051884.7082 | 4054762.7545 | 4054.7628 | 101369.0689 | 11150.5976 | 90218.4713
Parameters and Conversion Factors | Values | Sources.
1 m3 of biogas = 0.65 m3 of methane | 0.65 | IRENA 2016
Energy Value of 1 m3 of methane = 37.78 MJ of energy | 34 | Murphy et al 2003; Rahma et al 2017
Energy Value of 1 m3 of biogas = 21 -23 MJ of energy | 21 | IRENA 2016; Rahma et al 2017; Murphy et al 2003
Calorific Value of 1 m3 of biogas = 6kWh | 6 | (SSWM, 2017
1 m3/day of biogas = 8,060 MJ/year | 8060 | IRENA 2016
Energy Value of 1 kg (or 0.00174 m3) = of fuel wood = 16 MJ | 16 | Rahma et al 2017.
Energy Value of 1 kg (or 0.00174 m3) =of kerosene = 43 MJ | 43 | Rahma et al 2017.
Efficiency of biogas cookstove = 60% | 60% | Rahma et al 2017.
Efficiency of kerosene lighting = 6% | 6% | Rahma et al 2017.
Efficiency of fuelwood for cooking = 15% | 15% | Rahma et al 2017.
Capacity utilization Factor of biodigester = 80% | 80% | Rahma et al 2017.
Capacity utilization Factor of Genset = 55% | 54.96% | Rahma et al 2017.
Genset Efficiency 1 | 30% | Assumption based on Murphy et al 2004
Cost of biodigester = $300/m3 | 300 | Assumption based Amigun and Blottnitz (2010) and Idan (2012)
Price per cubic meter of methane | 0.22 | IRENA 2017
Price per liter of Kerosene = $1.6 | 1.6 | Tracy and Jacobson 2012.
Price per kg of Kerosene = 1 | 1 | Rahma et al 2017.
Price per Tonne of Fuelwood/Wood charcoal = $278 | 278 | FAOSTATS
Price pere kg of Urea = $0.25 | 0.25 | Rahma et al 2017.
Urea Utilization | 0.0002 | Assumption based on Rahman et al 2017
Uncertainty and Market Adjustment for biogas and urea | 0.1
Uncertainty and Market Adjustment for Kerosene and wood charcoal | 0.1
Quality and Standards Agjustment for replacements | 0.01
1 cubic meter = 852.113 kg | 852.113
1 kg = 0.001174 1 cubic meter | 0.001174
1 liter = 0.001 cubic meters | 0.001
1 tonne = 2.832 cubic meters | 2.832
1GWh = 1000000 kWh | 1000000
1 GWh = 3.6 Terajoule (TJ) | 3.6
1 GWh = 1000 MWh | 1000
1 kWh = 3.6 MJ. | 3.6
1 MWh = 1000 kWh | 1000
1 liter = 1 kg | 1
1 tonne = 1000 kg | 1000
kW to Kwh= E(kWh) = P(kW) × t(h)
kWh to Kw= P(kW) = E(kWh) / t(h)
Assumptions for Financial Terms
Interest rate from GCF | 0% | Sovereign operation
Cost of borrowing from GCF | 0.75%
Social Discount rate | 12% | Africa/AfDB
Private Escos Discount rate | 20% | As build up
Dimensions of Facilities
Retention time [days] | 20
Total Volume of digester [m3] | 5218.5906
Annual biogas Generation Adjusted for Capacity Utilization (m3) | 7923907.9649
Annual biogas generation adjusted for Cap. Utilization and efficiency | 4754344.7789
Annual Equivalent utilization in Kerosene (liter) of 30% | 175231564.7084
Annual Equivalent utilization in Fuelwood (tonne) of 70% | 134303.5248
Annual bioslurry utilization as fertilizer (urea) kg | 1349899.1422
Genset Power output [kWh] | 17333548.6731
Genset Power output Adjusted for Capacity Utilization [kWh] | 9527047.6821
Project Power Capacity (kW) | 2175.125
Expected Expenditure |  | Project Year | 20X1 | 20X2 | 20X3 | 20X4 | 20X5 | 20X6 | 20X7 | 20X8 | 20X9 | 20X10 | 20X11 | 20X12 | 20X13 | 20X14 | 20X15 | 20X16 | 20X17 | 20X18 | 20X19 | 20X20 | 20X21 | 20X22 | 20X23 | 20X24 | 20X25
|  | Discounting Time | 0 | 1 | 2 | 3 | 4 | 5 | 6 | 7 | 8 | 9 | 10 | 11 | 12 | 13 | 14 | 15 | 16 | 17 | 18 | 19 | 20 | 21 | 22 | 23 | 24
Total Costs of biodigester and Accessories (US$300/m3) | 1565577.1796 |  | 1565577.1796 | 0 | 0 | 0 | 0 | 0 | 0 | 0 | 0 | 0 | 0 | 0 | 0 | 0 | 0 | 0 | 0 | 0 | 0 | 0 | 0 | 0 | 0 | 0 | 0
O&M (Annual Average 5%) of digester costs. | 78278.859 |  | 78278.859 | 100233.1118 | 100233.1118 | 100233.1118 | 100233.1118 | 100233.1118 | 100233.1118 | 100233.1118 | 100233.1118 | 100233.1118 | 100233.1118 | 100233.1118 | 100233.1118 | 100233.1118 | 100233.1118 | 100233.1118 | 100233.1118 | 100233.1118 | 100233.1118 | 100233.1118 | 100233.1118 | 100233.1118 | 100233.1118 | 100233.1118 | 100233.1118
Total Costs of Biodigester Operation | 1643856.0385 |  | 1643856.0385 | 100233.1118 | 100233.1118 | 100233.1118 | 100233.1118 | 100233.1118 | 100233.1118 | 100233.1118 | 100233.1118 | 100233.1118 | 100233.1118 | 100233.1118 | 100233.1118 | 100233.1118 | 100233.1118 | 100233.1118 | 100233.1118 | 100233.1118 | 100233.1118 | 100233.1118 | 100233.1118 | 100233.1118 | 100233.1118 | 100233.1118 | 100233.1118
Discounted Expenditure (Social Discount Rate) |  |  | 1643856.0385 | 89493.8498 | 79905.223 | 71343.9491 | 63699.9546 | 56874.9594 | 50781.2138 | 45340.3695 | 40482.4727 | 36145.0649 | 32272.3794 | 28814.6245 | 25727.3433 | 22970.8422 | 20509.6805 | 18312.2148 | 16350.1918 | 14598.3855 | 13034.2728 | 11637.7435 | 10390.8424 | 9277.5379 | 8283.516 | 7395.9964 | 6603.5682
Discounted Expenditure (ESCO Discount Rate) |  |  | 1643856.0385 | 83527.5931 | 69606.3276 | 58005.273 | 48337.7275 | 40281.4396 | 33567.8663 | 27973.2219 | 23311.0183 | 19425.8486 | 16188.2071 | 13490.1726 | 11241.8105 | 9368.1754 | 7806.8129 | 6505.6774 | 5421.3978 | 4517.8315 | 3764.8596 | 3137.383 | 2614.4858 | 2178.7382 | 1815.6152 | 1513.0126 | 1260.8439
Expected Revenue |  |  | 20X1 | 20X2 | 20X3 | 20X4 | 20X5 | 20X6 | 20X7 | 20X8 | 20X9 | 20X10 | 20X11 | 20X12 | 20X13 | 20X14 | 20X15 | 20X16 | 20X17 | 20X18 | 20X19 | 20X20 | 20X21 | 20X22 | 20X23 | 20X24 | 20X25
Expected Revenue from methane | 133141.4636 |  | 133141.4636 | 170515.1365 | 170515.1365 | 170515.1365 | 170515.1365 | 170515.1365 | 170515.1365 | 170515.1365 | 170515.1365 | 170515.1365 | 170515.1365 | 170515.1365 | 170515.1365 | 170515.1365 | 170515.1365 | 170515.1365 | 170515.1365 | 170515.1365 | 170515.1365 | 170515.1365 | 170515.1365 | 170515.1365 | 170515.1365 | 170515.1365 | 170515.1365
Equivalent revenue from fertilizer/urea | 33747.4786 |  | 33747.4786 | 43212.3671 | 43212.3671 | 43212.3671 | 43212.3671 | 43212.3671 | 43212.3671 | 43212.3671 | 43212.3671 | 43212.3671 | 43212.3671 | 43212.3671 | 43212.3671 | 43212.3671 | 43212.3671 | 43212.3671 | 43212.3671 | 43212.3671 | 43212.3671 | 43212.3671 | 43212.3671 | 43212.3671 | 43212.3671 | 43212.3671 | 43212.3671
Total Expected Revenue | 166888.9421 |  | 166888.9421 | 213727.5036 | 213727.5036 | 213727.5036 | 213727.5036 | 213727.5036 | 213727.5036 | 213727.5036 | 213727.5036 | 213727.5036 | 213727.5036 | 213727.5036 | 213727.5036 | 213727.5036 | 213727.5036 | 213727.5036 | 213727.5036 | 213727.5036 | 213727.5036 | 213727.5036 | 213727.5036 | 213727.5036 | 213727.5036 | 213727.5036 | 213727.5036
Discounted Revenue (Social Discount Rate) |  |  | 166888.9421 | 190828.1282 | 170382.2573 | 152127.0155 | 135827.6924 | 121274.7253 | 108281.0048 | 96679.4685 | 86320.9541 | 77072.2804 | 68814.5361 | 61441.5501 | 54858.5268 | 48980.8275 | 43732.8817 | 39047.2158 | 34863.5856 | 31128.2014 | 27793.037 | 24815.2116 | 22156.4389 | 19782.5347 | 17662.9774 | 15770.5156 | 14080.8175
Discounted Revenue (ESCO Discount Rate) |  |  | 166888.9421 | 178106.253 | 148421.8775 | 123684.8979 | 103070.7483 | 85892.2902 | 71576.9085 | 59647.4238 | 49706.1865 | 41421.8221 | 34518.185 | 28765.1542 | 23970.9618 | 19975.8015 | 16646.5013 | 13872.0844 | 11560.0703 | 9633.3919 | 8027.8266 | 6689.8555 | 5574.8796 | 4645.733 | 3871.4442 | 3226.2035 | 2688.5029
Annual Cash flow |  |  | -1476967.0964 | 113494.3918 | 113494.3918 | 113494.3918 | 113494.3918 | 113494.3918 | 113494.3918 | 113494.3918 | 113494.3918 | 113494.3918 | 113494.3918 | 113494.3918 | 113494.3918 | 113494.3918 | 113494.3918 | 113494.3918 | 113494.3918 | 113494.3918 | 113494.3918 | 113494.3918 | 113494.3918 | 113494.3918 | 113494.3918 | 113494.3918 | 113494.3918
Potential Cost Savings from Replacements |  |  | 20X1 | 20X2 | 20X3 | 20X4 | 20X5 | 20X6 | 20X7 | 20X8 | 20X9 | 20X10 | 20X11 | 20X12 | 20X13 | 20X14 | 20X15 | 20X16 | 20X17 | 20X18 | 20X19 | 20X20 | 20X21 | 20X22 | 20X23 | 20X24 | 20X25
Equivalent Cost Savings from Kerosene (30%) | 280370.5035 |  | 280370.5035 | 359003.8023 | 359003.8023 | 359003.8023 | 359003.8023 | 359003.8023 | 359003.8023 | 359003.8023 | 359003.8023 | 359003.8023 | 359003.8023 | 359003.8023 | 359003.8023 | 359003.8023 | 359003.8023 | 359003.8023 | 359003.8023 | 359003.8023 | 359003.8023 | 359003.8023 | 359003.8023 | 359003.8023 | 359003.8023 | 359003.8023 | 359003.8023
Equivalent Cost Savings from wood charcoal | 37336.3799 |  | 37336.3799 | 47807.8192 | 47807.8192 | 47807.8192 | 47807.8192 | 47807.8192 | 47807.8192 | 47807.8192 | 47807.8192 | 47807.8192 | 47807.8192 | 47807.8192 | 47807.8192 | 47807.8192 | 47807.8192 | 47807.8192 | 47807.8192 | 47807.8192 | 47807.8192 | 47807.8192 | 47807.8192 | 47807.8192 | 47807.8192 | 47807.8192 | 47807.8192
Equivalent Cost Saving from fertilizer/urea | 33747.4786 |  | 33747.4786 | 43212.3671 | 43212.3671 | 43212.3671 | 43212.3671 | 43212.3671 | 43212.3671 | 43212.3671 | 43212.3671 | 43212.3671 | 43212.3671 | 43212.3671 | 43212.3671 | 43212.3671 | 43212.3671 | 43212.3671 | 43212.3671 | 43212.3671 | 43212.3671 | 43212.3671 | 43212.3671 | 43212.3671 | 43212.3671 | 43212.3671 | 43212.3671
Total Cost Savings from Replacement | 351454.362 |  | 351454.362 | 450023.9886 | 450023.9886 | 450023.9886 | 450023.9886 | 450023.9886 | 450023.9886 | 450023.9886 | 450023.9886 | 450023.9886 | 450023.9886 | 450023.9886 | 450023.9886 | 450023.9886 | 450023.9886 | 450023.9886 | 450023.9886 | 450023.9886 | 450023.9886 | 450023.9886 | 450023.9886 | 450023.9886 | 450023.9886 | 450023.9886 | 450023.9886
Discounted Cost Saving (Social Discount Rate) |  |  | 351454.362 | 401807.1327 | 358756.3685 | 320318.1861 | 285998.3805 | 255355.6969 | 227996.1579 | 203567.9981 | 181757.1412 | 162283.1618 | 144895.6802 | 129371.143 | 115509.9491 | 103133.8831 | 92083.8242 | 82217.7002 | 73408.6609 | 65543.4472 | 58520.935 | 52250.8348 | 46652.5311 | 41654.0456 | 37191.1122 | 33206.3502 | 29648.5269
Discounted Cost Saving (ESCO Discount Rate) |  |  | 351454.362 | 375019.9905 | 312516.6588 | 260430.549 | 217025.4575 | 180854.5479 | 150712.1232 | 125593.436 | 104661.1967 | 87217.6639 | 72681.3866 | 60567.8222 | 50473.1851 | 42060.9876 | 35050.823 | 29209.0192 | 24340.8493 | 20284.0411 | 16903.3676 | 14086.1396 | 11738.4497 | 9782.0414 | 8151.7012 | 6793.0843 | 5660.9036
Potential Carbon Emission Avoidance
Annual Equivalent utilization in Kerosene (kg) of 30% | 17523156.4708 |  | 17523156.4708 | 22437737.6438 | 22437737.6438 | 22437737.6438 | 22437737.6438 | 22437737.6438 | 22437737.6438 | 22437737.6438 | 22437737.6438 | 22437737.6438 | 22437737.6438 | 22437737.6438 | 22437737.6438 | 22437737.6438 | 22437737.6438 | 22437737.6438 | 22437737.6438 | 22437737.6438 | 22437737.6438 | 22437737.6438 | 22437737.6438 | 22437737.6438 | 22437737.6438 | 22437737.6438 | 22437737.6438
Annual Power Output of kerosene (kWh) | 12558262.1374 |  | 12558262.1374 | 16080378.6447 | 16080378.6447 | 16080378.6447 | 16080378.6447 | 16080378.6447 | 16080378.6447 | 16080378.6447 | 16080378.6447 | 16080378.6447 | 16080378.6447 | 16080378.6447 | 16080378.6447 | 16080378.6447 | 16080378.6447 | 16080378.6447 | 16080378.6447 | 16080378.6447 | 16080378.6447 | 16080378.6447 | 16080378.6447 | 16080378.6447 | 16080378.6447 | 16080378.6447 | 16080378.6447
Annual Power Output of kerosene (kWh) Adjusted for Capacity Utilization | 6902404.3745 |  | 6902404.3745 | 8838267.1652 | 8838267.1652 | 8838267.1652 | 8838267.1652 | 8838267.1652 | 8838267.1652 | 8838267.1652 | 8838267.1652 | 8838267.1652 | 8838267.1652 | 8838267.1652 | 8838267.1652 | 8838267.1652 | 8838267.1652 | 8838267.1652 | 8838267.1652 | 8838267.1652 | 8838267.1652 | 8838267.1652 | 8838267.1652 | 8838267.1652 | 8838267.1652 | 8838267.1652 | 8838267.1652
Annual Equivalent utilization in Wood Charcoal (kg) of 70% | 13430352.4828 |  | 13430352.4828 | 17197057.2753 | 17197057.2753 | 17197057.2753 | 17197057.2753 | 17197057.2753 | 17197057.2753 | 17197057.2753 | 17197057.2753 | 17197057.2753 | 17197057.2753 | 17197057.2753 | 17197057.2753 | 17197057.2753 | 17197057.2753 | 17197057.2753 | 17197057.2753 | 17197057.2753 | 17197057.2753 | 17197057.2753 | 17197057.2753 | 17197057.2753 | 17197057.2753 | 17197057.2753 | 17197057.2753
Annual Power Output of Wood Charcoal (kWh) | 8953568.3219 |  | 8953568.3219 | 11464704.8502 | 11464704.8502 | 11464704.8502 | 11464704.8502 | 11464704.8502 | 11464704.8502 | 11464704.8502 | 11464704.8502 | 11464704.8502 | 11464704.8502 | 11464704.8502 | 11464704.8502 | 11464704.8502 | 11464704.8502 | 11464704.8502 | 11464704.8502 | 11464704.8502 | 11464704.8502 | 11464704.8502 | 11464704.8502 | 11464704.8502 | 11464704.8502 | 11464704.8502 | 11464704.8502
Annual Power Output of Wood Charcoal (kWh) Adjusted for Capacity Utilization | 4921154.5735 |  | 4921154.5735 | 6301351.8945 | 6301351.8945 | 6301351.8945 | 6301351.8945 | 6301351.8945 | 6301351.8945 | 6301351.8945 | 6301351.8945 | 6301351.8945 | 6301351.8945 | 6301351.8945 | 6301351.8945 | 6301351.8945 | 6301351.8945 | 6301351.8945 | 6301351.8945 | 6301351.8945 | 6301351.8945 | 6301351.8945 | 6301351.8945 | 6301351.8945 | 6301351.8945 | 6301351.8945 | 6301351.8945
Summary.
Annual Cost Savings from Replacement of Kerosene and Wood Charcoal with biogas ($) | 351454.362
Total Discounted (Soc Disc) Cost Savings from Replacement of Kerosene and Wood Charcoal with biogas ($) over project lifespan | 3854583.2094
Total Discounted (ESCO Disc) Cost Savings from Replacement of Kerosene and Wood Charcoal with biogas ($) over project lifespan | 2573269.7871
IRR (2XX0-2X25) | 5.612%
NPV (2XX0-2X25) at Social Discount (0.75% surrogate for cost of capital) | 999829.5107
NPV (2XX0-2X25) at Social Discount | -529902.5967
NPV (2XX0-2X25) at ESCO Discount | -763861.1937
References.
IRENA 2016. Measuring small-scale biogas capacity and production
Murphy et al (2003). Murphy, J.D., McKeogh, E. and Kiely, G. (2004) Technical/Economic/Environmental Analysis of Biogas Utilisation. Applied Energy, 77, 407-427. https://www.ucc.ie/en/media/research/hydromet/MurphyPaper.2004.pdf
Rahman et al (2017). Md Mizanur Rahman, Mohd Faizal Hasan, Aminuddin Saat, and Mazlan Abdul Wahid (2017). Economics of biogas plants and solar home systems: For household energy applications. Journal of Advanced Research in Fluid Mechanics and Thermal Sciences Volume 33, Issue 1 (2017) 14-26. https://www.researchgate.net/publication/318503013
Jennifer Tracy and Arne Jacobson. The True Cost of Kerosene in Rural Africa https://www.lightingglobal.org/wp-content/uploads/2012/04/40_kerosene_pricing_Lighting_Africa_Report.pdf
FAOSTAT. http://www.fao.org/faostat/en/#data/FO
IPCC Emissions Factor Database. Greenhouse Gas Protocol. Calculation Tools. ghgprotocol.org/calculation-tools | Emission Factors

## SenSolarPV Financial Analys
Technology Assumptions
Solar PV for irrigation (kW): |  | 788.04
Solar PV for lighting and processing (kW) |  | 3273.0852
Total Project Solar PV Capacity (kW) |  | 4061.1252
Capital Cost Solar PV ($1000/kW) |  | 4061125.23
Capital Cost Solar irrigation system accessories ($500/kW) |  | 394020
Fixed and Variable O&M (10% of Capital Cost) | USD / kW | 406112.523
Variable O&M Escalation | USD / kWh | 0
Capacity factor solar | % | 20% | Assumption based on SunMetrix
Capacity factor diesel | % | 44% | Assumption
Hours per year (irrigation) |  | 1825
Hours per year (processing) | Hour / Year | 4380
Electricity price (tariff) | USD / kWh | 0.08 | Assumption based on Trimble et. al/ World Bank 2016
Electricty price (diesel generator) | USD / kWh | 0.23 | Assumption based on IEA 2020 for Countries with Diesel based power systems
Annual solar energy generation for irrigation (kWh) |  | 1150538.4
Annual Solar energy Generation for lighting and processing (kWh) |  | 11468890.6459
Emission factor (grid) | kg / MWh | 0.674 | Average based on IFI Dataset
Emission factor of Diesel per GJ | Kg CO2/GJ | 0.0741 | https://ghgprotocol.org/sites/default/files/Emission_Factors_from_Cross_Sector_Tools_March_2017.xlsx
Degradation | % | 0%
Total Capital Investments (Solar processing and irrigation) | USD | 4455145.23
1000 kWh | 1 | MWh
Kilogram per ton | 1000 | Kg / Ton
GJ per kWh | 0.0036 | GJ / kWh
Financial/Economic Assumptions
Debt Percentage | % | 100%
Interest Rate | % | 0%
Debt Term | Years | 25
Economic Life | Years | 25
Cost of Equity | % | 14.7%
Cost of Capital Imp Discount Rate | % | 0.75%
Social Discount Rate | % | 12%
ESCO Discount Rate | % | 20%
Project summary
Cumulative capital investment | 178205.8092 | USD
Cumulative O&M costs | 10152813.075 | USD
Total cumulative costs | 10331018.8842 | USD
Avoided electricity expenditure | 9341298.6612 | USD
Avoided social cost of carbon | #REF! | USD
Net cumulative costs | #REF! | USD
Project summary (per kWh)
Cumulative capital investment | 0.0006093 | USD
Cumulative O&M costs | 0.034713 | USD
Total cumulative costs | 0.035323 | USD
Avoided electricity expenditure | 0.031939 | USD
Avoided social cost of carbon | #REF! | USD
Net cumulative costs | #REF! | USD
LCOE
LCOE | USD2019 / kWh | 0.048061
LCOE (with externalities) | USD2019 / kWh | #REF!
LCOE | USD2019 / GJ | 13.3503
LCOE (with externalities) | USD2019 / GJ | #REF!
Electricity expenditure and emissions | Unit
Avoided electricity expenditure (grid) | USD | 9341298.6612
Avoided electricity expenditure (diesel) | USD | 53212542.3834
Avoided emissions (grid) | Kg | 197128121.7918
Avoided emissions (diesel) | Kg | #REF!
Cumulative generation | kWh | 292474958.148
Cumulative avoided emissions (grid) | Tons | #REF!
Year |  | 20X1 | 20X2 | 20X3 | 20X4 | 20X5 | 20X6 | 20X7 | 20X8 | 20X9 | 20X10 | 20X11 | 20X12 | 20X13 | 20X14 | 20X15 | 20X16 | 20X17 | 20X18 | 20X19 | 20X20 | 20X21 | 20X22 | 20X23 | 20X24 | 20X25 | 20X26 | 20X27 | 20X28 | 20X29 | 20X30 | 20X31 | 20X32 | 20X33 | 20X34 | 20X35 | 20X36
Time step for discounting |  | 0 | 1 | 2 | 3 | 4 | 5 | 6 | 7 | 8 | 9 | 10 | 11 | 12 | 13 | 14 | 15 | 16 | 17 | 18 | 19 | 20 | 21 | 22 | 23 | 24 | 25 | 26 | 27 | 28 | 29 | 30 | 31 | 32 | 33 | 34 | 35
Annual Generation (kWh) | kWh / Year | 12619429.0459 | 12619429.0459 | 12619429.0459 | 12619429.0459 | 12619429.0459 | 11468890.6459 | 11468890.6459 | 11468890.6459 | 11468890.6459 | 11468890.6459 | 11468890.6459 | 11468890.6459 | 11468890.6459 | 11468890.6459 | 11468890.6459 | 11468890.6459 | 11468890.6459 | 11468890.6459 | 11468890.6459 | 11468890.6459 | 11468890.6459 | 11468890.6459 | 11468890.6459 | 11468890.6459 | 11468890.6459 |  |  | 0 | 0 | 0 | 0 | 0 | 0 | 0 | 0 | 0
Cumulative generation | kWh | 0: 292474958.148
Annual O&M costs | Unit
Fixed and Variable O&M | USD / Year | 406112.523 | 406112.523 | 406112.523 | 406112.523 | 406112.523 | 406112.523 | 406112.523 | 406112.523 | 406112.523 | 406112.523 | 406112.523 | 406112.523 | 406112.523 | 406112.523 | 406112.523 | 406112.523 | 406112.523 | 406112.523 | 406112.523 | 406112.523 | 406112.523 | 406112.523 | 406112.523 | 406112.523 | 406112.523 |  |  | 0 | 0 | 0 | 0 | 0 | 0 | 0 | 0 | 0
Fuel cost diesel | USD / Year | 0 | 0 | 0 | 0 | 0 | 0 | 0 | 0 | 0 | 0 | 0 | 0 | 0 | 0 | 0 | 0 | 0 | 0 | 0 | 0 | 0 | 0 | 0 | 0 | 0 | 0 | 0 | 0 | 0 | 0 | 0 | 0 | 0 | 0 | 0 | 0
Operating Expenses | USD / Year | 406112.523 | 406112.523 | 406112.523 | 406112.523 | 406112.523 | 406112.523 | 406112.523 | 406112.523 | 406112.523 | 406112.523 | 406112.523 | 406112.523 | 406112.523 | 406112.523 | 406112.523 | 406112.523 | 406112.523 | 406112.523 | 406112.523 | 406112.523 | 406112.523 | 406112.523 | 406112.523 | 406112.523 | 406112.523 | 0 | 0 | 0 | 0 | 0 | 0 | 0 | 0 | 0 | 0 | 0
Cumulative O&M costs solar | Unit
Fixed and Variable O&M | USD | 0: 10152813.075
Variable O&M Escalation | USD | 0: 0
Total cumulative O&M | USD | 0: 10152813.075
Capital investment | Unit | 1 | 2 | 3 | 4 | 5 | 6 | 7 | 8 | 9 | 10
Total years of financing | Year | bar: 10152813.075 1
Total capital investment | USD / Year | 4455145.23 | 0 | 0 | 0 | 0 | 0 | 0 | 0 | 0 | 0
Financing payments | Unit
Interest Payment | USD / Year |  | 0 | 0 | 0 | 0 | 0 | 0 | 0 | 0 | 0 | 0 | 0 | 0 | 0 | 0 | 0 | 0 | 0 | 0 | 0 | 0 | 0 | 0 | 0 | 0 | 0 | 0 | 0 | 0 | 0 | 0 | 0 | 0 | 0 | 0 | 0
Principal Payment | USD / Year |  | 178205.8092 | 178205.8092 | 178205.8092 | 178205.8092 | 178205.8092 | 178205.8092 | 178205.8092 | 178205.8092 | 178205.8092 | 178205.8092 | 178205.8092 | 178205.8092 | 178205.8092 | 178205.8092 | 178205.8092 | 178205.8092 | 178205.8092 | 178205.8092 | 178205.8092 | 178205.8092 | 178205.8092 | 178205.8092 | 178205.8092 | 178205.8092 | 178205.8092 | 0 | 0 | 0 | 0 | 0 | 0 | 0 | 0 | 0 | 0
Total costs of financing | USD / Year | 178205.8092 | 178205.8092 | 178205.8092 | 178205.8092 | 178205.8092 | 178205.8092 | 178205.8092 | 178205.8092 | 178205.8092 | 178205.8092 | 178205.8092 | 178205.8092 | 178205.8092 | 178205.8092 | 178205.8092 | 178205.8092 | 178205.8092 | 178205.8092 | 178205.8092 | 178205.8092 | 178205.8092 | 178205.8092 | 178205.8092 | 178205.8092 | 178205.8092 | 178205.8092 | 0 | 0 | 0 | 0 | 0 | 0 | 0 | 0 | 0 | 0
Total Annual cost | USD / Year | 584318.3322 | 584318.3322 | 584318.3322 | 584318.3322 | 584318.3322 | 584318.3322 | 584318.3322 | 584318.3322 | 584318.3322 | 584318.3322 | 584318.3322 | 584318.3322 | 584318.3322 | 584318.3322 | 584318.3322 | 584318.3322 | 584318.3322 | 584318.3322 | 584318.3322 | 584318.3322 | 584318.3322 | 584318.3322 | 584318.3322 | 584318.3322 | 584318.3322 | 178205.8092 | 0 | 0 | 0 | 0 | 0 | 0 | 0 | 0 | 0 | 0
|  | Upfront payment | Debt Service
Equity payment | USD / Year |  | 0 | 0 | 0 | 0 | 0 | 0 | 0 | 0 | 0 | 0 | 0 | 0 | 0 | 0 | 0 | 0 | 0 | 0 | 0 | 0 | 0 | 0 | 0 | 0 | 0 | 0 | 0 | 0 | 0 | 0 | 0 | 0 | 0 | 0 | 0
Equity funding | USD | 10152813.075 1: 0
NPV Energy | kWh2019 / Year | 12619429.0459 | 10516190.8716 | 8763492.393 | 7302910.3275 | 6085758.6063 | 4609089.9265 | 3840908.2721 | 3200756.8934 | 2667297.4112 | 2222747.8426 | 1852289.8689 | 1543574.8907 | 1286312.4089 | 1071927.0074 | 893272.5062 | 744393.7552 | 620328.1293 | 516940.1078 | 430783.4231 | 358986.1859 | 299155.155 | 249295.9625 | 207746.6354 | 173122.1962 | 144268.4968 | 0 | 0 | 0 | 0 | 0 | 0 | 0 | 0 | 0 | 0 | 0
Present Value Cost | USD2019 / Year | 584318.3322 | 486931.9435 | 405776.6196 | 338147.183 | 281789.3192 | 234824.4326 | 195687.0272 | 163072.5227 | 135893.7689 | 113244.8074 | 94370.6728 | 78642.2274 | 65535.1895 | 54612.6579 | 45510.5482 | 37925.4569 | 31604.5474 | 26337.1228 | 21947.6024 | 18289.6686 | 15241.3905 | 12701.1588 | 10584.299 | 8820.2491 | 7350.2076 | 1868.0595 | 0 | 0 | 0 | 0 | 0 | 0 | 0 | 0 | 0 | 0
Present Value Cost (with externalities) | USD2019 / Year | 688675.4579 | 573896.2149 | 478246.8457 | 398539.0381 | 332115.8651 | 272939.5783 | 227449.6486 | 189541.3738 | 157951.1449 | 131625.9541 | 109688.295 | 91406.9125 | 76172.4271 | 63477.0226 | 52897.5188 | 44081.2657 | 36734.3881 | 30611.9901 | 25509.9917 | 21258.3264 | 17715.272 | 14762.7267 | 12302.2722 | 10251.8935 | 8543.2446 | #REF! | #REF! | 0 | 0 | 0 | 0 | 0 | 0 | 0 | 0 | 0
(1) Present value revenues if all sold | USD2019 / Year | 1009554.3237 | 841295.2697 | 701079.3914 | 584232.8262 | 486860.6885 | 368727.1941 | 307272.6618 | 256060.5515 | 213383.7929 | 177819.8274 | 148183.1895 | 123485.9913 | 102904.9927 | 85754.1606 | 71461.8005 | 59551.5004 | 49626.2503 | 41355.2086 | 34462.6739 | 28718.8949 | 23932.4124 | 19943.677 | 16619.7308 | 13849.7757 | 11541.4797 | 0 | 0 | 0 | 0 | 0 | 0 | 0 | 0 | 0 | 0 | 0
(2) Present value revenues if consumed | USD2019 / Year | 403049.3975 | 335874.4979 | 279895.4149 | 233246.1791 | 194371.8159 | 147208.793 | 122673.9941 | 102228.3284 | 85190.2737 | 70991.8948 | 59159.9123 | 49299.9269 | 41083.2724 | 34236.0604 | 28530.0503 | 23775.0419 | 19812.5349 | 16510.4458 | 13758.7048 | 11465.5873 | 9554.6561 | 7962.2134 | 6635.1779 | 5529.3149 | 4607.7624 | 0 | 0 | 0 | 0 | 0 | 0 | 0 | 0 | 0 | 0 | 0
Present value externalities | USD2019 / Year | -104357.1257 | -86964.2714 | -72470.2262 | -60391.8551 | -50326.5459 | -38115.1457 | -31762.6214 | -26468.8512 | -22057.376 | -18381.1466 | -15317.6222 | -12764.6852 | -10637.2376 | -8864.3647 | -7386.9706 | -6155.8088 | -5129.8407 | -4274.8672 | -3562.3894 | -2968.6578 | -2473.8815 | -2061.5679 | -1717.9733 | -1431.6444 | -1193.037 | #REF! | #REF! | 0 | 0 | 0 | 0 | 0 | 0 | 0 | 0 | 0
Emissions relative to grid electricity | Unit
Annual emissions Avoided (tCO2eq) | Ton / Year | -3366.3589 | -3366.3589 | -3366.3589 | -3366.3589 | -3366.3589 | -3059.4413 | -3059.4413 | -3059.4413 | -3059.4413 | -3059.4413 | -3059.4413 | -3059.4413 | -3059.4413 | -3059.4413 | -3059.4413 | -3059.4413 | -3059.4413 | -3059.4413 | -3059.4413 | -3059.4413 | -3059.4413 | -3059.4413 | -3059.4413 | -3059.4413 | -3059.4413 | #REF! | #REF! | 0 | 0 | 0 | 0 | 0 | 0 | 0 | 0 | 0
Cumulative Avoided Emissions | Tons | 10152813.075 1: #REF!
Avoided electricity cost | Unit
Avoided electricity cost (grid) | USD / Year | 403049.3975 | 403049.3975 | 403049.3975 | 403049.3975 | 403049.3975 | 366302.5837 | 366302.5837 | 366302.5837 | 366302.5837 | 366302.5837 | 366302.5837 | 366302.5837 | 366302.5837 | 366302.5837 | 366302.5837 | 366302.5837 | 366302.5837 | 366302.5837 | 366302.5837 | 366302.5837 | 366302.5837 | 366302.5837 | 366302.5837 | 366302.5837 | 366302.5837 | 0 | 0 | 0 | 0 | 0 | 0 | 0 | 0 | 0 | 0 | 0
Cumulative avoided electricity cost (grid) | USD | 10152813.075 1: 9341298.6612
Externalities
Avoided social cost of carbon (SCC) | Unit
Social cost of carbon per ton of CO2 | USD / Ton | 10152813.075 1: 31
Avoided annual social cost of carbon | USD / Year | -104357.1257 | -104357.1257 | -104357.1257 | -104357.1257 | -104357.1257 | -94842.6793 | -94842.6793 | -94842.6793 | -94842.6793 | -94842.6793 | -94842.6793 | -94842.6793 | -94842.6793 | -94842.6793 | -94842.6793 | -94842.6793 | -94842.6793 | -94842.6793 | -94842.6793 | -94842.6793 | -94842.6793 | -94842.6793 | -94842.6793 | -94842.6793 | -94842.6793 | #REF! | #REF! | 0 | 0 | 0 | 0 | 0 | 0 | 0 | 0 | 0
Cumulative social cost of carbon | USD | 10152813.075 1: #REF!
Additional costs of carbon compared to grid | USD / Year | -263670.3505 | -263670.3505 | -263670.3505 | -263670.3505 | -263670.3505 | -239631.0012 | -239631.0012 | -239631.0012 | -239631.0012 | -239631.0012 | -239631.0012 | -239631.0012 | -239631.0012 | -239631.0012 | -239631.0012 | -239631.0012 | -239631.0012 | -239631.0012 | -239631.0012 | -239631.0012 | -239631.0012 | -239631.0012 | -239631.0012 | -239631.0012 | -239631.0012 | 0 | 0 | 0 | 0 | 0 | 0 | 0 | 0 | 0 | 0 | 0
Cumulative difference in SCC | USD | 10152813.075 1: -6110971.7755
Calculation of annual net benefits | Unit
Avoided electricity cost (grid) | USD / Year | 403049.3975 | 403049.3975 | 403049.3975 | 403049.3975 | 403049.3975 | 366302.5837 | 366302.5837 | 366302.5837 | 366302.5837 | 366302.5837 | 366302.5837 | 366302.5837 | 366302.5837 | 366302.5837 | 366302.5837 | 366302.5837 | 366302.5837 | 366302.5837 | 366302.5837 | 366302.5837 | 366302.5837 | 366302.5837 | 366302.5837 | 366302.5837 | 366302.5837 | 0 | 0 | 0 | 0 | 0 | 0 | 0 | 0 | 0 | 0 | 0
Avoided annual social cost of carbon | USD / Year | -104357.1257 | -104357.1257 | -104357.1257 | -104357.1257 | -104357.1257 | -94842.6793 | -94842.6793 | -94842.6793 | -94842.6793 | -94842.6793 | -94842.6793 | -94842.6793 | -94842.6793 | -94842.6793 | -94842.6793 | -94842.6793 | -94842.6793 | -94842.6793 | -94842.6793 | -94842.6793 | -94842.6793 | -94842.6793 | -94842.6793 | -94842.6793 | -94842.6793 | #REF! | #REF! | 0 | 0 | 0 | 0 | 0 | 0 | 0 | 0 | 0
Annual benefits | USD / Year | 298692.2718 | 298692.2718 | 298692.2718 | 298692.2718 | 298692.2718 | 271459.9044 | 271459.9044 | 271459.9044 | 271459.9044 | 271459.9044 | 271459.9044 | 271459.9044 | 271459.9044 | 271459.9044 | 271459.9044 | 271459.9044 | 271459.9044 | 271459.9044 | 271459.9044 | 271459.9044 | 271459.9044 | 271459.9044 | 271459.9044 | 271459.9044 | 271459.9044 | #REF! | #REF! | 0 | 0 | 0 | 0 | 0 | 0 | 0 | 0 | 0
Capital investment | USD / Year | 4455145.23 | 0 | 0 | 0 | 0 | 0 | 0 | 0 | 0 | 0
O&M costs | USD / Year | 406112.523 | 406112.523 | 406112.523 | 406112.523 | 406112.523 | 406112.523 | 406112.523 | 406112.523 | 406112.523 | 406112.523 | 406112.523 | 406112.523 | 406112.523 | 406112.523 | 406112.523 | 406112.523 | 406112.523 | 406112.523 | 406112.523 | 406112.523 | 406112.523 | 406112.523 | 406112.523 | 406112.523 | 406112.523 | 1990816.9348 | 1990816.9348 | #REF! | #REF! | #REF! | #REF! | #REF! | #REF! | #REF! | #REF! | #REF!
Fuel costs | USD / Year | 0 | 0 | 0 | 0 | 0 | 0 | 0 | 0 | 0 | 0 | 0 | 0 | 0 | 0 | 0 | 0 | 0 | 0 | 0 | 0 | 0 | 0 | 0 | 0 | 0 | 0 | 0 | 0 | 0 | 0 | 0 | 0 | 0 | 0 | 0 | 0
Interest Payment | USD / Year | 0 | 0 | 0 | 0 | 0 | 0 | 0 | 0 | 0 | 0 | 0 | 0 | 0 | 0 | 0 | 0 | 0 | 0 | 0 | 0 | 0 | 0 | 0 | 0 | 0 | 0 | 0 | 0 | 0 | 0 | 0 | 0 | 0 | 0 | 0 | 0
Principal Payment | USD / Year | 0 | 178205.8092 | 178205.8092 | 178205.8092 | 178205.8092 | 178205.8092 | 178205.8092 | 178205.8092 | 178205.8092 | 178205.8092 | 178205.8092 | 178205.8092 | 178205.8092 | 178205.8092 | 178205.8092 | 178205.8092 | 178205.8092 | 178205.8092 | 178205.8092 | 178205.8092 | 178205.8092 | 178205.8092 | 178205.8092 | 178205.8092 | 178205.8092 | 178205.8092 | 0 | 0 | 0 | 0 | 0 | 0 | 0 | 0 | 0 | 0
Total cost | USD / Year | 4861257.753 | 584318.3322 | 584318.3322 | 584318.3322 | 584318.3322 | 584318.3322 | 584318.3322 | 584318.3322 | 584318.3322 | 584318.3322 | 584318.3322 | 584318.3322 | 584318.3322 | 584318.3322 | 584318.3322 | 584318.3322 | 584318.3322 | 584318.3322 | 584318.3322 | 584318.3322 | 584318.3322 | 584318.3322 | 584318.3322 | 584318.3322 | 584318.3322 | 2169022.744 | 1990816.9348 | #REF! | #REF! | #REF! | #REF! | #REF! | #REF! | #REF! | #REF! | #REF!
Annual net benefits | USD / Year | -4562565.4812 | -107420.2512 | -107420.2512 | -107420.2512 | -107420.2512 | -134652.6186 | -134652.6186 | -134652.6186 | -134652.6186 | -134652.6186 | -134652.6186 | -134652.6186 | -134652.6186 | -134652.6186 | -134652.6186 | -134652.6186 | -134652.6186 | -134652.6186 | -134652.6186 | -134652.6186 | -134652.6186 | -134652.6186 | -134652.6186 | -134652.6186 | -134652.6186 | #REF! | #REF! | #REF! | #REF! | #REF! | #REF! | #REF! | #REF! | #REF! | #REF! | #REF!
IRR calculations | Unit
Revenue calculations @grid price | USD / Year | 1009554.3237 | 1009554.3237 | 1009554.3237 | 1009554.3237 | 1009554.3237 | 917511.2517 | 917511.2517 | 917511.2517 | 917511.2517 | 917511.2517 | 917511.2517 | 917511.2517 | 917511.2517 | 917511.2517 | 917511.2517 | 917511.2517 | 917511.2517 | 917511.2517 | 917511.2517 | 917511.2517 | 917511.2517 | 917511.2517 | 917511.2517 | 917511.2517 | 917511.2517 | 0 | 0 | 0 | 0 | 0 | 0 | 0 | 0 | 0 | 0 | 0
Total costs | USD / Year | 4861257.753 | 584318.3322 | 584318.3322 | 584318.3322 | 584318.3322 | 584318.3322 | 584318.3322 | 584318.3322 | 584318.3322 | 584318.3322 | 584318.3322 | 584318.3322 | 584318.3322 | 584318.3322 | 584318.3322 | 584318.3322 | 584318.3322 | 584318.3322 | 584318.3322 | 584318.3322 | 584318.3322 | 584318.3322 | 584318.3322 | 584318.3322 | 584318.3322 | 2169022.744 | 1990816.9348 | #REF! | #REF! | #REF! | #REF! | #REF! | #REF! | #REF! | #REF! | #REF!
Profits | USD / Year | -3851703.4293 | 425235.9915 | 425235.9915 | 425235.9915 | 425235.9915 | 333192.9195 | 333192.9195 | 333192.9195 | 333192.9195 | 333192.9195 | 333192.9195 | 333192.9195 | 333192.9195 | 333192.9195 | 333192.9195 | 333192.9195 | 333192.9195 | 333192.9195 | 333192.9195 | 333192.9195 | 333192.9195 | 333192.9195 | 333192.9195 | 333192.9195 | 333192.9195 | -2169022.744 | -1990816.9348 | #REF! | #REF! | #REF! | #REF! | #REF! | #REF! | #REF! | #REF! | #REF!
Profits + externalities | USD / Year | -3956060.555 | 320878.8658 | 320878.8658 | 320878.8658 | 320878.8658 | 238350.2401 | 238350.2401 | 238350.2401 | 238350.2401 | 238350.2401 | 238350.2401 | 238350.2401 | 238350.2401 | 238350.2401 | 238350.2401 | 238350.2401 | 238350.2401 | 238350.2401 | 238350.2401 | 238350.2401 | 238350.2401 | 238350.2401 | 238350.2401 | 238350.2401 | 238350.2401 | #REF! | #REF! | #REF! | #REF! | #REF! | #REF! | #REF! | #REF! | #REF! | #REF! | #REF!
Cumulative revenues | USD | 10152813.075 1: 23397996.6518
Cumulative profits | USD | 10152813.075 1: 4513098.926
Cumulative profits (inc. externalities) | USD | 10152813.075 1: 2094459.7111
IRR (2XX0-2X25) | 7.872%
IRR with externalities (2XX0-2X25) | 3.941%
NPV (2XX0-2X25) | Cost of Capital Imp Rate | 10152813.075 1: 3774666.3425
| Social Discount | 10152813.075 1: -873622.8173
| ESCO Discount Rate | 10152813.075 1: -1640350.092
NPV with externalities (2XX0-2X25) | Cost of Capital Imp Rate | 10152813.075 1: 1573438.3918
| Social Discount | 10152813.075 1: -1651784.5948
| ESCO Discount Rate | 10152813.075 1: -2138046.5198
Reference
SunMetrix. What is capacity factor and how do solar and wind energy compare?. https://sunmetrix.com/what-is-capacity-factor-and-how-does-solar-energy-compare/#:~:text=What%20is%20capacity%20factor%20and%20how%20do%20solar,%20%2070%25%20%202%20more%20rows%20

## Emissions CalculationsTogo
GHG Accounting SCPZ Senegal
| Color code: |  |  |  |  | Summary of technology development for adopting a low emission path
| red cells: Assumptions |  |  |  |  | Solar PV for irrigation (MW): |  |  | 1.0182
| black cells: Calculations |  |  |  |  | Solar PV for lighting and processing (MW) |  |  | 7.1665
[6 empty] | Volume Digesters (m3) |  |  | 9447.0627
Assumptions
| Yearly irrigation hours (h) | 1825
| Yearly hours for lighting and processing (h) | 4380
| Yearly hours running Diesel equivallent biogas plants | 4380
| Efficiency of solar PV systems | 0.8
| Ratio tCH4/tCO2 eq avoided | 25
| Country digesters ratio compared to overall programme | 38.44%
| Year |  | 1 | 2 | 3 | 4 | 5 | 6 | 7 | 8 | 9 | 10 | 11 | 12 | 13 | 14 | 15 | 16 | 17 | 18 | 19 | 20 | 21 | 22 | 23 | 24 | 25
Energy Balance | Annual solar energy generation for irrigation (MWh) |  | 1486.6421 | 1486.6421 | 1486.6421 | 1486.6421 | 1486.6421 | 1486.6421 | 1486.6421 | 1486.6421 | 1486.6421 | 1486.6421 | 1486.6421 | 1486.6421 | 1486.6421 | 1486.6421 | 1486.6421 | 1486.6421 | 1486.6421 | 1486.6421 | 1486.6421 | 1486.6421 | 1486.6421 | 1486.6421 | 1486.6421 | 1486.6421 | 1486.6421
| Annual Solar energy Generation for lighting and processing (MWh) |  | 25111.5091 | 25111.5091 | 25111.5091 | 25111.5091 | 25111.5091 | 25111.5091 | 25111.5091 | 25111.5091 | 25111.5091 | 25111.5091 | 25111.5091 | 25111.5091 | 25111.5091 | 25111.5091 | 25111.5091 | 25111.5091 | 25111.5091 | 25111.5091 | 25111.5091 | 25111.5091 | 25111.5091 | 25111.5091 | 25111.5091 | 25111.5091 | 25111.5091
| Annual Energy generation from biogas plants (MWh) |  | 17246.5371 | 17246.5371 | 17246.5371 | 17246.5371 | 17246.5371 | 17246.5371 | 17246.5371 | 17246.5371 | 17246.5371 | 17246.5371 | 17246.5371 | 17246.5371 | 17246.5371 | 17246.5371 | 17246.5371 | 17246.5371 | 17246.5371 | 17246.5371 | 17246.5371 | 17246.5371 | 17246.5371 | 17246.5371 | 17246.5371 | 17246.5371 | 17246.5371
Emissions Baseline | Baseline 100% Diesel for solar irrigation and lighting (tCO2eq) |  | 7095.3228 | 7095.3228 | 7095.3228 | 7095.3228 | 7095.3228 | 7095.3228 | 7095.3228 | 7095.3228 | 7095.3228 | 7095.3228 | 7095.3228 | 7095.3228 | 7095.3228 | 7095.3228 | 7095.3228 | 7095.3228 | 7095.3228 | 7095.3228 | 7095.3228 | 7095.3228 | 7095.3228 | 7095.3228 | 7095.3228 | 7095.3228 | 7095.3228
| Baseline methane discharge from bio-waste (tCO2eq) |  | 183505.4748 | 183505.4748 | 183505.4748 | 183505.4748 | 183505.4748 | 183505.4748 | 183505.4748 | 183505.4748 | 183505.4748 | 183505.4748 | 183505.4748 | 183505.4748 | 183505.4748 | 183505.4748 | 183505.4748 | 183505.4748 | 183505.4748 | 183505.4748 | 183505.4748 | 183505.4748 | 183505.4748 | 183505.4748 | 183505.4748 | 183505.4748 | 183505.4748
| Baseline Diesel equivallent for biogas generators |  | 11037.7838 | 11037.7838 | 11037.7838 | 11037.7838 | 11037.7838 | 11037.7838 | 11037.7838 | 11037.7838 | 11037.7838 | 11037.7838 | 11037.7838 | 11037.7838 | 11037.7838 | 11037.7838 | 11037.7838 | 11037.7838 | 11037.7838 | 11037.7838 | 11037.7838 | 11037.7838 | 11037.7838 | 11037.7838 | 11037.7838 | 11037.7838 | 11037.7838
| Baseline non sequestration by agro forestry |  | 0 | 0 | 0 | 0 | 0 | 806262 | 806262 | 806262 | 806262 | 806262 | 806262 | 806262 | 806262 | 806262 | 806262 | 806262 | 806262 | 806262 | 806262 | 806262 | 806262 | 806262 | 806262 | 806262 | 806262
| Baseline non sequestration by crops |  | 19932.976 | 19932.976 | 19932.976 | 19932.976 | 19932.976 | 19932.976 | 19932.976 | 19932.976 | 19932.976 | 19932.976 | 19932.976 | 19932.976 | 19932.976 | 19932.976 | 19932.976 | 19932.976 | 19932.976 | 19932.976 | 19932.976 | 19932.976 | 19932.976 | 19932.976 | 19932.976 | 19932.976 | 19932.976
| Baseline emissions including CRA and Agroforestry (tCO2eq) |  | 221571.5574 | 221571.5574 | 221571.5574 | 221571.5574 | 221571.5574 | 1027833.5574 | 1027833.5574 | 1027833.5574 | 1027833.5574 | 1027833.5574 | 1027833.5574 | 1027833.5574 | 1027833.5574 | 1027833.5574 | 1027833.5574 | 1027833.5574 | 1027833.5574 | 1027833.5574 | 1027833.5574 | 1027833.5574 | 1027833.5574 | 1027833.5574 | 1027833.5574 | 1027833.5574 | 1027833.5574
Abatement (Energy & Waste) | Abatement attributed to solar irrigation systems (tCO2eq) |  | 396.5766 | 396.5766 | 396.5766 | 396.5766 | 396.5766 | 396.5766 | 396.5766 | 396.5766 | 396.5766 | 396.5766 | 396.5766 | 396.5766 | 396.5766 | 396.5766 | 396.5766 | 396.5766 | 396.5766 | 396.5766 | 396.5766 | 396.5766 | 396.5766 | 396.5766 | 396.5766 | 396.5766 | 396.5766
| Abatement attributed to solar lighting and processing systems (tCO2eq) |  | 6698.7462 | 6698.7462 | 6698.7462 | 6698.7462 | 6698.7462 | 6698.7462 | 6698.7462 | 6698.7462 | 6698.7462 | 6698.7462 | 6698.7462 | 6698.7462 | 6698.7462 | 6698.7462 | 6698.7462 | 6698.7462 | 6698.7462 | 6698.7462 | 6698.7462 | 6698.7462 | 6698.7462 | 6698.7462 | 6698.7462 | 6698.7462 | 6698.7462
| Abatement attributed to the proportion of bio-waste digested (tCO2eq) |  | 163319.8726 | 163319.8726 | 163319.8726 | 163319.8726 | 163319.8726 | 163319.8726 | 163319.8726 | 163319.8726 | 163319.8726 | 163319.8726 | 163319.8726 | 163319.8726 | 163319.8726 | 163319.8726 | 163319.8726 | 163319.8726 | 163319.8726 | 163319.8726 | 163319.8726 | 163319.8726 | 163319.8726 | 163319.8726 | 163319.8726 | 163319.8726 | 163319.8726
| Abatement attibuted to avoided diesel using biogas for electricity (tCO2eq) |  | 11037.7838 | 11037.7838 | 11037.7838 | 11037.7838 | 11037.7838 | 11037.7838 | 11037.7838 | 11037.7838 | 11037.7838 | 11037.7838 | 11037.7838 | 11037.7838 | 11037.7838 | 11037.7838 | 11037.7838 | 11037.7838 | 11037.7838 | 11037.7838 | 11037.7838 | 11037.7838 | 11037.7838 | 11037.7838 | 11037.7838 | 11037.7838 | 11037.7838
Project_Estimates_2 (Biogas)
Renewable penetration (40% of 122,136,259 kWh)
| Annual Generation (MWh) |  | 3256.9669 | 3256.9669 | 3256.9669 | 3256.9669 | 3256.9669 | 3256.9669 | 3256.9669 | 3256.9669 | 3256.9669 | 3256.9669 | 3256.9669 | 3256.9669 | 3256.9669 | 3256.9669 | 3256.9669 | 3256.9669 | 3256.9669 | 3256.9669 | 3256.9669 | 3256.9669 | 3256.9669 | 3256.9669 | 3256.9669 | 3256.9669 | 3256.9669
| Households supported |  | 374.51 | 374.51 | 374.51 | 374.51 | 374.51 | 374.51 | 374.51 | 374.51 | 374.51 | 374.51 | 374.51 | 374.51 | 374.51 | 374.51 | 374.51 | 374.51 | 374.51 | 374.51 | 374.51 | 374.51 | 374.51 | 374.51 | 374.51 | 374.51 | 374.51
| Emissions per household |  | 4.86 | 4.86 | 4.86 | 4.86 | 4.86 | 4.86 | 4.86 | 4.86 | 4.86 | 4.86 | 4.86 | 4.86 | 4.86 | 4.86 | 4.86 | 4.86 | 4.86 | 4.86 | 4.86 | 4.86 | 4.86 | 4.86 | 4.86 | 4.86 | 4.86
| Net CO2 equivalent emission reduction/Yr (tCO2e/yr) |  | 1820.1186 | 1820.1186 | 1820.1186 | 1820.1186 | 1820.1186 | 1820.1186 | 1820.1186 | 1820.1186 | 1820.1186 | 1820.1186 | 1820.1186 | 1820.1186 | 1820.1186 | 1820.1186 | 1820.1186 | 1820.1186 | 1820.1186 | 1820.1186 | 1820.1186 | 1820.1186 | 1820.1186 | 1820.1186 | 1820.1186 | 1820.1186 | 1820.1186
Crop abatement | Crop adaptation
| Emissions avoided per hectare (average across crops and interventions) | 1.292
| Total hectares | 15428
| Net CO2 equivalent emission reduction/Yr (tCO2e/yr) |  | 19932.976 | 19932.976 | 19932.976 | 19932.976 | 19932.976 | 19932.976 | 19932.976 | 19932.976 | 19932.976 | 19932.976 | 19932.976 | 19932.976 | 19932.976 | 19932.976 | 19932.976 | 19932.976 | 19932.976 | 19932.976 | 19932.976 | 19932.976 | 19932.976 | 19932.976 | 19932.976 | 19932.976 | 19932.976
Agroforestry abatement | Please refer to Annex 22B_2 (FAO - Ex-Ante Carbon Balance Tool) | Agroforestry Hectares (Ha) | 4: Total 10,000 ha
| Total Carbon Sequestered over duration of accounting (25 years) |  | 4: 806262
| Total Annual Carbon Sequestered (Agroforestry) |  | 0 | 0 | 0 | 0 | 0 | 806262 | 806262 | 806262 | 806262 | 806262 | 806262 | 806262 | 806262 | 806262 | 806262 | 806262 | 806262 | 806262 | 806262 | 806262 | 806262 | 806262 | 806262 | 806262 | 806262
| Ex ante abatement estimates from roads constructions and rehabilitations (tCO2eq) | -15800
| Total Estimated Emission Reductions |  | 201385.9552 | 201385.9552 | 201385.9552 | 201385.9552 | 201385.9552 | 1007647.9552 | 201385.9552 | 201385.9552 | 201385.9552 | 201385.9552 | 201385.9552 | 201385.9552 | 201385.9552 | 201385.9552 | 201385.9552 | 201385.9552 | 201385.9552 | 201385.9552 | 201385.9552 | 201385.9552 | 201385.9552 | 201385.9552 | 201385.9552 | 201385.9552 | 201385.9552
| Total project Emissions by 2030 NDC Contribution (tCO2e) | 2804321.5515
| Total Emissions reductions by 2045 -Project Lifetime (tCo2e) (old) | 5825110.8788
| Total funding (USD) | 107614249.9158
| GCF (USD) | 38898617.3758
| Estimated cost per tCO2e | 18.4742
| Estimated GCF cost per tCO2e | 6.6777

## TogoBiogas Electricity Fin
Technology Assumptions |  |  | Source.
Project Capacity (kW) |  | 3937.5656
Capital Cost ($/kW) |  | 2570 | IRENA (2012)
Installed Capital Cost ($/kW) |  | 10119543.4675 |  | Grid Emission Factor | gCO2/kwh
Fixed O&M ($/kW) | USD / kW | 0 |  | Guinea | 677
Fixed O&M Escalation | USD / kW | 0 |  | Senegal | 674
Variable O&M ($/kWh) | USD / kWh | 0 |  | Togo | 527
Total O & M ($/kWh) | USD / kWh | 0.009 |  |  | 1878
Capacity factor Biogas Power System | % | 30% | Assumption |  | 469.5 | 626 | Guinea, Senegal and Togo
Capacity factor diesel | % | 44% | Assumption | Combined Margin Grid Emission Factor, gCO2/kWh
Hours per year | Hour / Year | 4380 |  | The IFI Dataset of Default Grid Factors
v.2.0
Electricity price (grid) | USD / kWh | 0.08 | Assumption based on Trimble et. al/ World Bank 2016
Electricty price (diesel) | USD / kWh | 0.23 | Assumption based on IEA 2020 for Countries with Diesel based power systems
Emission factor (grid) | kg / kWh | 0.527 | Average based on IFI Dataset
Adjusted Emission Factor (grid) | kg / kWh | 0.626
Emission factor (diesel) | kg / kWh | 0.64 | Assumption based on AE GHG Tool
Degradation | % | 0%
Total Capital Cost | USD | 10119543.4675
1000 kWh | 1 | MWh
Kilogram per ton | 1000 | Kg / Ton
GJ per kWh | 0.0036 | GJ / kWh
Financial/Economic Assumptions
Debt Percentage | % | 100%
Interest Rate | % | 0%
Debt Term | Years | 25
Economic Life | Years | 25
Cost of Equity | % | 14.7% | Assumption
Cost of Capital Implicit Discount Rate | % | 0.75%
Social Discount Rate | % | 12% | AE/Africa
Private ESCO Discount Rate | % | 20% | Build up
Project summary
Cumulative capital investment | 10119543.4675 | USD
Cumulative O&M costs | 3880470.8511 | USD
Total cumulative costs | 14000014.3186 | USD
Avoided electricity expenditure | -21223666.8651 | USD
Avoided social cost of carbon | -8836039.0863 | USD
Net cumulative costs | 44059720.27 | USD
Project summary (per kWh)
Cumulative capital investment | 0.02347 | USD
Cumulative O&M costs | 0.009 | USD
Total cumulative costs | 0.03247 | USD
Avoided electricity expenditure | -0.049224 | USD
Avoided social cost of carbon | -0.020493 | USD
Net cumulative costs | 0.10219 | USD
LCOE
LCOE | USD2019 / kWh | 0.12733
LCOE (with externalities) | USD2019 / kWh | 0.14716
LCOE | USD2019 / GJ | 35.3697
LCOE (with externalities) | USD2019 / GJ | 40.8791
Electricity expenditure and emissions | Unit
Avoided electricity expenditure (grid) | USD | -20407371.9857
Avoided electricity expenditure (diesel) | USD | 44267142.1987
Avoided emissions (grid) | Kg | 227223126.5012
Avoided emissions (diesel) | Kg | 275944593.8535
Cumulative generation | kWh | 431163427.8961
Cumulative avoided emissions (grid) | Tons | -275944.5939
Year |  | 20X1 | 20X2 | 20X3 | 20X4 | 20X5 | 20X6 | 20X7 | 20X8 | 20X9 | 20X10 | 20X11 | 20X12 | 20X13 | 20X14 | 20X15 | 20X16 | 20X17 | 20X18 | 20X19 | 20X20 | 20X21 | 20X22 | 20X23 | 20X24 | 20X25 | 20X26 | 20X27 | 20X28 | 20X29 | 20X30 | 20X31 | 20X32 | 20X33 | 20X34 | 20X35 | 20X36
Time step for discounting |  | 0 | 1 | 2 | 3 | 4 | 5 | 6 | 7 | 8 | 9 | 10 | 11 | 12 | 13 | 14 | 15 | 16 | 17 | 18 | 19 | 20 | 21 | 22 | 23 | 24 | 25 | 26 | 27 | 28 | 29 | 30 | 31 | 32 | 33 | 34 | 35
Annual Generation (kWh) | kWh / Year | 17246537.1158 | 17246537.1158 | 17246537.1158 | 17246537.1158 | 17246537.1158 | 17246537.1158 | 17246537.1158 | 17246537.1158 | 17246537.1158 | 17246537.1158 | 17246537.1158 | 17246537.1158 | 17246537.1158 | 17246537.1158 | 17246537.1158 | 17246537.1158 | 17246537.1158 | 17246537.1158 | 17246537.1158 | 17246537.1158 | 17246537.1158 | 17246537.1158 | 17246537.1158 | 17246537.1158 | 17246537.1158 | 17246537.1158 | 0 | 0 | 0 | 0 | 0 | 0 | 0 | 0 | 0 | 0
Cumulative generation | kWh | 0: 431163427.8961
Annual O&M costs | Unit
Total O & M Cost ($/kWh) | 0.009
Annual O&M | USD / Year | 155218.834 | 155218.834 | 155218.834 | 155218.834 | 155218.834 | 155218.834 | 155218.834 | 155218.834 | 155218.834 | 155218.834 | 155218.834 | 155218.834 | 155218.834 | 155218.834 | 155218.834 | 155218.834 | 155218.834 | 155218.834 | 155218.834 | 155218.834 | 155218.834 | 155218.834 | 155218.834 | 155218.834 | 155218.834 | 1642768.8674 | 0 | 0 | 0 | 0 | 0 | 0 | 0 | 0 | 0 | 0
Variable O&M | USD / Year | 0 | 0 | 0 | 0 | 0 | 0 | 0 | 0 | 0 | 0 | 0 | 0 | 0 | 0 | 0 | 0 | 0 | 0 | 0 | 0 | 0 | 0 | 0 | 0 | 0 | 0 | 0 | 0 | 0 | 0 | 0 | 0 | 0 | 0 | 0 | 0
Fuel cost diesel | USD / Year | 0 | 0 | 0 | 0 | 0 | 0 | 0 | 0 | 0 | 0 | 0 | 0 | 0 | 0 | 0 | 0 | 0 | 0 | 0 | 0 | 0 | 0 | 0 | 0 | 0 | 0 | 0 | 0 | 0 | 0 | 0 | 0 | 0 | 0 | 0 | 0
Operating Expenses | USD / Year | 155218.834 | 155218.834 | 155218.834 | 155218.834 | 155218.834 | 155218.834 | 155218.834 | 155218.834 | 155218.834 | 155218.834 | 155218.834 | 155218.834 | 155218.834 | 155218.834 | 155218.834 | 155218.834 | 155218.834 | 155218.834 | 155218.834 | 155218.834 | 155218.834 | 155218.834 | 155218.834 | 155218.834 | 155218.834 | 1642768.8674 | 0 | 0 | 0 | 0 | 0 | 0 | 0 | 0 | 0 | 0
Cumulative O&M costs solar | Unit
Fixed O&M | USD | 0: 3880470.8511
Variable O&M | USD | 0: 0
Total cumulative O&M | USD | 0: 3880470.8511
Capital investment | Unit | 1 | 2 | 3 | 4 | 5 | 6 | 7 | 8 | 9 | 10
Total years of financing | Year | bar: 3880470.8511 1
Annual capital investment | USD / Year | 10119543.4675 | 0 | 0 | 0 | 0 | 0 | 0 | 0 | 0 | 0
Financing payments | Unit
Interest Payment | USD / Year |  | 0 | 0 | 0 | 0 | 0 | 0 | 0 | 0 | 0 | 0 | 0 | 0 | 0 | 0 | 0 | 0 | 0 | 0 | 0 | 0 | 0 | 0 | 0 | 0 | 0 | 0 | 0 | 0 | 0 | 0 | 0 | 0 | 0 | 0 | 0
Principal Payment | USD / Year |  | 404781.7387 | 404781.7387 | 404781.7387 | 404781.7387 | 404781.7387 | 404781.7387 | 404781.7387 | 404781.7387 | 404781.7387 | 404781.7387 | 404781.7387 | 404781.7387 | 404781.7387 | 404781.7387 | 404781.7387 | 404781.7387 | 404781.7387 | 404781.7387 | 404781.7387 | 404781.7387 | 404781.7387 | 404781.7387 | 404781.7387 | 404781.7387 | 404781.7387 | 0 | 0 | 0 | 0 | 0 | 0 | 0 | 0 | 0 | 0
Total costs of financing | USD / Year | 10119543.4675 | 404781.7387 | 404781.7387 | 404781.7387 | 404781.7387 | 404781.7387 | 404781.7387 | 404781.7387 | 404781.7387 | 404781.7387 | 404781.7387 | 404781.7387 | 404781.7387 | 404781.7387 | 404781.7387 | 404781.7387 | 404781.7387 | 404781.7387 | 404781.7387 | 404781.7387 | 404781.7387 | 404781.7387 | 404781.7387 | 404781.7387 | 404781.7387 | 404781.7387 | 0 | 0 | 0 | 0 | 0 | 0 | 0 | 0 | 0 | 0
Total Annual cost | USD / Year | 10274762.3016 | 560000.5727 | 560000.5727 | 560000.5727 | 560000.5727 | 560000.5727 | 560000.5727 | 560000.5727 | 560000.5727 | 560000.5727 | 560000.5727 | 560000.5727 | 560000.5727 | 560000.5727 | 560000.5727 | 560000.5727 | 560000.5727 | 560000.5727 | 560000.5727 | 560000.5727 | 560000.5727 | 560000.5727 | 560000.5727 | 560000.5727 | 560000.5727 | 2047550.6061 | 0 | 0 | 0 | 0 | 0 | 0 | 0 | 0 | 0 | 0
|  | Upfront payment | Debt Service
Equity payment | USD / Year |  | 0 | 0 | 0 | 0 | 0 | 0 | 0 | 0 | 0 | 0 | 0 | 0 | 0 | 0 | 0 | 0 | 0 | 0 | 0 | 0 | 0 | 0 | 0 | 0 | 0 | 0 | 0 | 0 | 0 | 0 | 0 | 0 | 0 | 0 | 0
Equity funding | USD | 3880470.8511 1: 0
NPV Energy | kWh2019 / Year | 17246537.1158 | 14372114.2632 | 11976761.886 | 9980634.905 | 8317195.7542 | 6930996.4618 | 5775830.3848 | 4813191.9874 | 4010993.3228 | 3342494.4357 | 2785412.0297 | 2321176.6914 | 1934313.9095 | 1611928.2579 | 1343273.5483 | 1119394.6236 | 932828.853 | 777357.3775 | 647797.8146 | 539831.5121 | 449859.5934 | 374882.9945 | 312402.4955 | 260335.4129 | 216946.1774 | 180788.4812 | 0 | 0 | 0 | 0 | 0 | 0 | 0 | 0 | 0 | 0
Present Value Cost | USD2019 / Year | 10274762.3016 | 466667.144 | 388889.2866 | 324074.4055 | 270062.0046 | 225051.6705 | 187543.0588 | 156285.8823 | 130238.2352 | 108531.8627 | 90443.2189 | 75369.3491 | 62807.7909 | 52339.8258 | 43616.5215 | 36347.1012 | 30289.251 | 25241.0425 | 21034.2021 | 17528.5017 | 14607.0848 | 12172.5707 | 10143.8089 | 8453.1741 | 7044.3117 | 21463.6458 | 0 | 0 | 0 | 0 | 0 | 0 | 0 | 0 | 0 | 0
Present Value Cost (with externalities) | USD2019 / Year | 10616933.5979 | 751809.8909 | 626508.2424 | 522090.202 | 435075.1684 | 362562.6403 | 302135.5336 | 251779.6113 | 209816.3428 | 174846.9523 | 145705.7936 | 121421.4947 | 101184.5789 | 84320.4824 | 70267.0687 | 58555.8906 | 48796.5755 | 40663.8129 | 33886.5107 | 28238.7589 | 23532.2991 | 19610.2493 | 16341.8744 | 13618.2287 | 11348.5239 | 24417.1872 | 0 | 0 | 0 | 0 | 0 | 0 | 0 | 0 | 0 | 0
(1) Present value revenues if all sold | USD2019 / Year | 1379722.9693 | 1149769.1411 | 958140.9509 | 798450.7924 | 665375.6603 | 554479.7169 | 462066.4308 | 385055.359 | 320879.4658 | 267399.5549 | 222832.9624 | 185694.1353 | 154745.1128 | 128954.2606 | 107461.8839 | 89551.5699 | 74626.3082 | 62188.5902 | 51823.8252 | 43186.521 | 35988.7675 | 29990.6396 | 24992.1996 | 20826.833 | 17355.6942 | 14463.0785 | 0 | 0 | 0 | 0 | 0 | 0 | 0 | 0 | 0 | 0
(2) Present value revenues if consumed | USD2019 / Year | -816294.8794 | -680245.7329 | -566871.444 | -472392.87 | -393660.725 | -328050.6042 | -273375.5035 | -227812.9196 | -189844.0996 | -158203.4164 | -131836.1803 | -109863.4836 | -91552.903 | -76294.0858 | -63578.4049 | -52982.004 | -44151.67 | -36793.0584 | -30660.882 | -25550.735 | -21292.2791 | -17743.566 | -14786.305 | -12321.9208 | -10268.2673 | -8556.8894 | 0 | 0 | 0 | 0 | 0 | 0 | 0 | 0 | 0 | 0
Present value externalities | USD2019 / Year | -342171.2964 | -285142.747 | -237618.9558 | -198015.7965 | -165013.1638 | -137510.9698 | -114592.4748 | -95493.729 | -79578.1075 | -66315.0896 | -55262.5747 | -46052.1456 | -38376.788 | -31980.6566 | -26650.5472 | -22208.7893 | -18507.3244 | -15422.7704 | -12852.3086 | -10710.2572 | -8925.2143 | -7437.6786 | -6198.0655 | -5165.0546 | -4304.2122 | -2953.5414 | 0 | 0 | 0 | 0 | 0 | 0 | 0 | 0 | 0 | 0
Emissions relative to grid electricity | Unit
Annual emissions Avoided (tCO2eq) | Ton / Year | -11037.7838 | -11037.7838 | -11037.7838 | -11037.7838 | -11037.7838 | -11037.7838 | -11037.7838 | -11037.7838 | -11037.7838 | -11037.7838 | -11037.7838 | -11037.7838 | -11037.7838 | -11037.7838 | -11037.7838 | -11037.7838 | -11037.7838 | -11037.7838 | -11037.7838 | -11037.7838 | -11037.7838 | -11037.7838 | -11037.7838 | -11037.7838 | -11037.7838 | -9088.9251 | 0 | 0 | 0 | 0 | 0 | 0 | 0 | 0 | 0 | 0
Cumulative Avoided Emissions | Tons | 3880470.8511 1: -275944.5939
Avoided electricity cost | Unit
Avoided electricity cost (grid) | USD / Year | -816294.8794 | -816294.8794 | -816294.8794 | -816294.8794 | -816294.8794 | -816294.8794 | -816294.8794 | -816294.8794 | -816294.8794 | -816294.8794 | -816294.8794 | -816294.8794 | -816294.8794 | -816294.8794 | -816294.8794 | -816294.8794 | -816294.8794 | -816294.8794 | -816294.8794 | -816294.8794 | -816294.8794 | -816294.8794 | -816294.8794 | -816294.8794 | -816294.8794 | -816294.8794 | 0 | 0 | 0 | 0 | 0 | 0 | 0 | 0 | 0 | 0
Cumulative avoided electricity cost (grid) | USD | 3880470.8511 1: -21223666.8651
Externalities
Avoided social cost of carbon (SCC) | Unit
Social cost of carbon per ton of CO2 | USD / Ton | 3880470.8511 1: 31
Avoided annual social cost of carbon | USD / Year | -342171.2964 | -342171.2964 | -342171.2964 | -342171.2964 | -342171.2964 | -342171.2964 | -342171.2964 | -342171.2964 | -342171.2964 | -342171.2964 | -342171.2964 | -342171.2964 | -342171.2964 | -342171.2964 | -342171.2964 | -342171.2964 | -342171.2964 | -342171.2964 | -342171.2964 | -342171.2964 | -342171.2964 | -342171.2964 | -342171.2964 | -342171.2964 | -342171.2964 | -281756.6769 | 0 | 0 | 0 | 0 | 0 | 0 | 0 | 0 | 0 | 0
Cumulative social cost of carbon | USD | 3880470.8511 1: -8836039.0863
Additional costs of carbon compared to grid | USD / Year | -281756.6769 | -281756.6769 | -281756.6769 | -281756.6769 | -281756.6769 | -281756.6769 | -281756.6769 | -281756.6769 | -281756.6769 | -281756.6769 | -281756.6769 | -281756.6769 | -281756.6769 | -281756.6769 | -281756.6769 | -281756.6769 | -281756.6769 | -281756.6769 | -281756.6769 | -281756.6769 | -281756.6769 | -281756.6769 | -281756.6769 | -281756.6769 | -281756.6769 | -281756.6769 | 0 | 0 | 0 | 0 | 0 | 0 | 0 | 0 | 0 | 0
Cumulative difference in SCC | USD | 3880470.8511 1: -7325673.5984
Calculation of annual net benefits | Unit
Avoided electricity cost (grid) | USD / Year | -816294.8794 | -816294.8794 | -816294.8794 | -816294.8794 | -816294.8794 | -816294.8794 | -816294.8794 | -816294.8794 | -816294.8794 | -816294.8794 | -816294.8794 | -816294.8794 | -816294.8794 | -816294.8794 | -816294.8794 | -816294.8794 | -816294.8794 | -816294.8794 | -816294.8794 | -816294.8794 | -816294.8794 | -816294.8794 | -816294.8794 | -816294.8794 | -816294.8794 | -816294.8794 | 0 | 0 | 0 | 0 | 0 | 0 | 0 | 0 | 0 | 0
Avoided annual social cost of carbon | USD / Year | -342171.2964 | -342171.2964 | -342171.2964 | -342171.2964 | -342171.2964 | -342171.2964 | -342171.2964 | -342171.2964 | -342171.2964 | -342171.2964 | -342171.2964 | -342171.2964 | -342171.2964 | -342171.2964 | -342171.2964 | -342171.2964 | -342171.2964 | -342171.2964 | -342171.2964 | -342171.2964 | -342171.2964 | -342171.2964 | -342171.2964 | -342171.2964 | -342171.2964 | -281756.6769 | 0 | 0 | 0 | 0 | 0 | 0 | 0 | 0 | 0 | 0
Annual benefits | USD / Year | -1158466.1758 | -1158466.1758 | -1158466.1758 | -1158466.1758 | -1158466.1758 | -1158466.1758 | -1158466.1758 | -1158466.1758 | -1158466.1758 | -1158466.1758 | -1158466.1758 | -1158466.1758 | -1158466.1758 | -1158466.1758 | -1158466.1758 | -1158466.1758 | -1158466.1758 | -1158466.1758 | -1158466.1758 | -1158466.1758 | -1158466.1758 | -1158466.1758 | -1158466.1758 | -1158466.1758 | -1158466.1758 | -1098051.5563 | 0 | 0 | 0 | 0 | 0 | 0 | 0 | 0 | 0 | 0
Capital investment | USD / Year | 10119543.4675 | 0 | 0 | 0 | 0 | 0 | 0 | 0 | 0 | 0
O&M costs | USD / Year | 155218.834 | 155218.834 | 155218.834 | 155218.834 | 155218.834 | 155218.834 | 155218.834 | 155218.834 | 155218.834 | 155218.834 | 155218.834 | 155218.834 | 155218.834 | 155218.834 | 155218.834 | 155218.834 | 155218.834 | 155218.834 | 155218.834 | 155218.834 | 155218.834 | 155218.834 | 155218.834 | 155218.834 | 155218.834 | 1642768.8674 | 0 | 0 | 0 | 0 | 0 | 0 | 0 | 0 | 0 | 0
Fuel costs | USD / Year | 0 | 0 | 0 | 0 | 0 | 0 | 0 | 0 | 0 | 0 | 0 | 0 | 0 | 0 | 0 | 0 | 0 | 0 | 0 | 0 | 0 | 0 | 0 | 0 | 0 | 0 | 0 | 0 | 0 | 0 | 0 | 0 | 0 | 0 | 0 | 0
Interest Payment | USD / Year | 0 | 0 | 0 | 0 | 0 | 0 | 0 | 0 | 0 | 0 | 0 | 0 | 0 | 0 | 0 | 0 | 0 | 0 | 0 | 0 | 0 | 0 | 0 | 0 | 0 | 0 | 0 | 0 | 0 | 0 | 0 | 0 | 0 | 0 | 0 | 0
Principal Payment | USD / Year | 0 | 404781.7387 | 404781.7387 | 404781.7387 | 404781.7387 | 404781.7387 | 404781.7387 | 404781.7387 | 404781.7387 | 404781.7387 | 404781.7387 | 404781.7387 | 404781.7387 | 404781.7387 | 404781.7387 | 404781.7387 | 404781.7387 | 404781.7387 | 404781.7387 | 404781.7387 | 404781.7387 | 404781.7387 | 404781.7387 | 404781.7387 | 404781.7387 | 404781.7387 | 0 | 0 | 0 | 0 | 0 | 0 | 0 | 0 | 0 | 0
Total cost | USD / Year | 10274762.3016 | 560000.5727 | 560000.5727 | 560000.5727 | 560000.5727 | 560000.5727 | 560000.5727 | 560000.5727 | 560000.5727 | 560000.5727 | 560000.5727 | 560000.5727 | 560000.5727 | 560000.5727 | 560000.5727 | 560000.5727 | 560000.5727 | 560000.5727 | 560000.5727 | 560000.5727 | 560000.5727 | 560000.5727 | 560000.5727 | 560000.5727 | 560000.5727 | 2047550.6061 | 0 | 0 | 0 | 0 | 0 | 0 | 0 | 0 | 0 | 0
Annual net benefits | USD / Year | -11433228.4774 | -1313685.0098 | -1313685.0098 | -1313685.0098 | -1313685.0098 | -1313685.0098 | -1313685.0098 | -1313685.0098 | -1313685.0098 | -1313685.0098 | -1313685.0098 | -1313685.0098 | -1313685.0098 | -1313685.0098 | -1313685.0098 | -1313685.0098 | -1313685.0098 | -1313685.0098 | -1313685.0098 | -1313685.0098 | -1313685.0098 | -1313685.0098 | -1313685.0098 | -1313685.0098 | -1313685.0098 | -2740820.4236 | 0 | 0 | 0 | 0 | 0 | 0 | 0 | 0 | 0 | 0
IRR calculations | Unit
Revenue calculations @grid price | USD / Year | 1379722.9693 | 1379722.9693 | 1379722.9693 | 1379722.9693 | 1379722.9693 | 1379722.9693 | 1379722.9693 | 1379722.9693 | 1379722.9693 | 1379722.9693 | 1379722.9693 | 1379722.9693 | 1379722.9693 | 1379722.9693 | 1379722.9693 | 1379722.9693 | 1379722.9693 | 1379722.9693 | 1379722.9693 | 1379722.9693 | 1379722.9693 | 1379722.9693 | 1379722.9693 | 1379722.9693 | 1379722.9693 | 1379722.9693 | 0 | 0 | 0 | 0 | 0 | 0 | 0 | 0 | 0 | 0
Total costs | USD / Year | 10274762.3016 | 560000.5727 | 560000.5727 | 560000.5727 | 560000.5727 | 560000.5727 | 560000.5727 | 560000.5727 | 560000.5727 | 560000.5727 | 560000.5727 | 560000.5727 | 560000.5727 | 560000.5727 | 560000.5727 | 560000.5727 | 560000.5727 | 560000.5727 | 560000.5727 | 560000.5727 | 560000.5727 | 560000.5727 | 560000.5727 | 560000.5727 | 560000.5727 | 2047550.6061 | 0 | 0 | 0 | 0 | 0 | 0 | 0 | 0 | 0 | 0
Profits | USD / Year | -8895039.3323 | 819722.3965 | 819722.3965 | 819722.3965 | 819722.3965 | 819722.3965 | 819722.3965 | 819722.3965 | 819722.3965 | 819722.3965 | 819722.3965 | 819722.3965 | 819722.3965 | 819722.3965 | 819722.3965 | 819722.3965 | 819722.3965 | 819722.3965 | 819722.3965 | 819722.3965 | 819722.3965 | 819722.3965 | 819722.3965 | 819722.3965 | 819722.3965 | -667827.6368 | 0 | 0 | 0 | 0 | 0 | 0 | 0 | 0 | 0 | 0
Profits + externalities | USD / Year | -9237210.6287 | 477551.1001 | 477551.1001 | 477551.1001 | 477551.1001 | 477551.1001 | 477551.1001 | 477551.1001 | 477551.1001 | 477551.1001 | 477551.1001 | 477551.1001 | 477551.1001 | 477551.1001 | 477551.1001 | 477551.1001 | 477551.1001 | 477551.1001 | 477551.1001 | 477551.1001 | 477551.1001 | 477551.1001 | 477551.1001 | 477551.1001 | 477551.1001 | -949584.3137 | 0 | 0 | 0 | 0 | 0 | 0 | 0 | 0 | 0 | 0
Cumulative revenues | USD | 3880470.8511 1: 34493074.2317
Cumulative profits | USD | 3880470.8511 1: 10778298.1843
Cumulative profits (inc. externalities) | USD | 3880470.8511 1: 2224015.7748
IRR (20X0-25) | 7.641%
IRR with externalities (20X0-25) | 1.803%
NPV (20X0-25) | Cost of Capital Imp Rate | 3880470.8511 1: 8980629.2778
| Social Discount | 3880470.8511 1: -2244697.6115
| ESCO Discount Rate | 3880470.8511 1: -4039986.885
NPV with externalities (20X0-25) | Cost of Capital Imp Rate | 3880470.8511 1: 1206923.266
| Social Discount | 3880470.8511 1: -4928394.6892
| ESCO Discount Rate | 3880470.8511 1: -5732909.1496
References.
IRENA 2012. RENEWABLE ENERGY TECHNOLOGIES: COST ANALYSIS SERIES. Volume 1: Power Sector. Issue 5/. Biomass for Power Generation. . https://www.irena.org/publications/2012/Jun/Renewable-Energy-Cost-Analysis---Biomass-for-Power-Generation
Chris Trimble, Masami Kojima, Ines Perez Arroyo, Farah Mohammadzadeh. Financial Viability of Electricity Sectors in Sub-Saharan Africa. Quasi-Fiscal Deficits and Hidden Costs. https://documents.worldbank.org/en/publication/documents-reports/documentdetail/182071470748085038/financial-viability-of-electricity-sectors-in-sub-saharan-africa-quasi-fiscal-deficits-and-hidden-costs
IEA. Energy Prices. May 2020. https://www.iea.org/reports/energy-prices-2020
The IFI Dataset of Default Grid Factors v.2.0. https://unfccc.int/sites/default/files/resource/Harmonized_Grid_Emission_factor_data_set.pdf

## TogoDigesterAnaly
Biogas Production Potential (m3) and Net Equivalent Emission Reduction (tCo2eq)
Feedstock | Annual Biogas Generation | Model uncertainty correction factor 0.94 | Methane Concentration/ methane conversion factor | m3 methane gas available annually | Annual Methane Mass Rate | Methane prevention/avoidance (1 kg = 0.001 tonne) | CO2eq equivalent emissions from direct discharge into atmosphere | CO2eq emissions from conversion of methane to CO2 during end-use (gas-to-energy) | Net CO2 equivalent emission reduction/Yr
| m3/yr | [M3/yr] | [%] | m3/y | kg/yr | tCH4 | tCo2eq | tCo2eq | tCo2eq
Cattle manure | 1521362.0115 | 1430080.2908 | 0.65 | 929552.189 | 622799.9666 | 622.8 | 15569.9992 | 1712.6999 | 13857.2993
Sheep & Goat | 13913564.94 | 13078751.0436 | 0.65 | 8501188.1783 | 5695796.0795 | 5695.7961 | 142394.902 | 15663.4392 | 126731.4628
Pig/swine | 1396048.6968 | 1312285.7749 | 0.65 | 852985.7537 | 571500.455 | 571.5005 | 14287.5114 | 1571.6263 | 12715.8851
Poultry/chicken | 1099549.287 | 1033576.3298 | 0.65 | 671824.6144 | 450122.4916 | 450.1225 | 11253.0623 | 1237.8369 | 10015.2254
Fish/aquaculture | 0 | 0 | 0.71 | 0 | 0 | 0 | 0 | 0 | 0
Agro/food waste | 0 | 0 | 0.665 | 0 | 0 | 0 | 0 | 0 | 0
Human waste/sewage | 0 | 0 | 0.65 | 0 | 0 | 0 | 0 | 0 | 0
Total | 17930524.9353 | 16854693.4391 |  | 10955550.7354 | 7340218.9927 | 7340.219 | 183505.4748 | 20185.6022 | 163319.8726
Parameters and Conversion Factors | Values | Sources.
1 m3 of biogas = 0.65 m3 of methane | 0.65 | IRENA 2016
Energy Value of 1 m3 of methane = 37.78 MJ of energy | 34 | Murphy et al 2003; Rahma et al 2017
Energy Value of 1 m3 of biogas = 21 -23 MJ of energy | 21 | IRENA 2016; Rahma et al 2017; Murphy et al 2003
Calorific Value of 1 m3 of biogas = 6kWh | 6 | (SSWM, 2017
1 m3/day of biogas = 8,060 MJ/year | 8060 | IRENA 2016
Energy Value of 1 kg (or 0.00174 m3) = of fuel wood = 16 MJ | 16 | Rahma et al 2017.
Energy Value of 1 kg (or 0.00174 m3) =of kerosene = 43 MJ | 43 | Rahma et al 2017.
Efficiency of biogas cookstove = 60% | 60% | Rahma et al 2017.
Efficiency of kerosene lighting = 6% | 6% | Rahma et al 2017.
Efficiency of fuelwood for cooking = 15% | 15% | Rahma et al 2017.
Capacity utilization Factor of biodigester = 80% | 80% | Rahma et al 2017.
Capacity utilization Factor of Genset = 55% | 54.96% | Rahma et al 2017.
Genset Efficiency 1 | 30% | Assumption based on Murphy et al 2004
Cost of biodigester = $300/m3 | 300 | Assumption based Amigun and Blottnitz (2010) and Idan (2012)
Price per cubic meter of methane | 0.22 | IRENA 2017
Price per liter of Kerosene = $1.6 | 1.6 | Tracy and Jacobson 2012.
Price per kg of Kerosene = 1 | 1 | Rahma et al 2017.
Price per Tonne of Fuelwood/Wood charcoal = $278 | 278 | FAOSTATS
Price pere kg of Urea = $0.25 | 0.25 | Rahma et al 2017.
Urea Utilization | 0.0002 | Assumption based on Rahman et al 2017
Uncertainty and Market Adjustment for biogas and urea | 0.1
Uncertainty and Market Adjustment for Kerosene and wood charcoal | 0.1
Quality and Standards Agjustment for replacements | 0.01
1 cubic meter = 852.113 kg | 852.113
1 kg = 0.001174 1 cubic meter | 0.001174
1 liter = 0.001 cubic meters | 0.001
1 tonne = 2.832 cubic meters | 2.832
1GWh = 1000000 kWh | 1000000
1 GWh = 3.6 Terajoule (TJ) | 3.6
1 GWh = 1000 MWh | 1000
1 kWh = 3.6 MJ. | 3.6
1 MWh = 1000 kWh | 1000
1 liter = 1 kg | 1
1 tonne = 1000 kg | 1000
kW to Kwh= E(kWh) = P(kW) × t(h)
kWh to Kw= P(kW) = E(kWh) / t(h)
Assumptions for Financial Terms
Interest rate from GCF | 0% | Sovereign operation
Cost of borrowing from GCF | 0.75%
Social Discount rate | 12% | Africa/AfDB
Private Escos Discount rate | 20% | As build up
Dimensions of Facilities
Retention time [days] | 20
Total Volume of digester [m3] | 9447.0627
Annual biogas Generation Adjusted for Capacity Utilization (m3) | 14344419.9482
Annual biogas generation adjusted for Cap. Utilization and efficiency | 8606651.9689
Annual Equivalent utilization in Kerosene (liter) of 30% | 317216601.1402
Annual Equivalent utilization in Fuelwood (tonne) of 70% | 243125.7618
Annual bioslurry utilization as fertilizer (urea) kg | 2443683.1258
Genset Power output [kWh] | 31378418.6367
Genset Power output Adjusted for Capacity Utilization [kWh] | 17246537.1158
Project Power Capacity (kW) | 3937.5656
Expected Expenditure |  | Project Year | 20X1 | 20X2 | 20X3 | 20X4 | 20X5 | 20X6 | 20X7 | 20X8 | 20X9 | 20X10 | 20X11 | 20X12 | 20X13 | 20X14 | 20X15 | 20X16 | 20X17 | 20X18 | 20X19 | 20X20 | 20X21 | 20X22 | 20X23 | 20X24 | 20X25
|  | Discounting Time | 0 | 1 | 2 | 3 | 4 | 5 | 6 | 7 | 8 | 9 | 10 | 11 | 12 | 13 | 14 | 15 | 16 | 17 | 18 | 19 | 20 | 21 | 22 | 23 | 24
Total Costs of biodigester and Accessories (US$300/m3) | 2834118.799 |  | 2834118.799 | 0 | 0 | 0 | 0 | 0 | 0 | 0 | 0 | 0 | 0 | 0 | 0 | 0 | 0 | 0 | 0 | 0 | 0 | 0 | 0 | 0 | 0 | 0 | 0
O&M (Annual Average 5%) of digester costs. | 141705.94 |  | 141705.94 | 284932.2692 | 284932.2692 | 284932.2692 | 284932.2692 | 284932.2692 | 284932.2692 | 284932.2692 | 284932.2692 | 284932.2692 | 284932.2692 | 284932.2692 | 284932.2692 | 284932.2692 | 284932.2692 | 284932.2692 | 284932.2692 | 284932.2692 | 284932.2692 | 284932.2692 | 284932.2692 | 284932.2692 | 284932.2692 | 284932.2692 | 284932.2692
Total Costs of Biodigester Operation | 2975824.739 |  | 2975824.739 | 284932.2692 | 284932.2692 | 284932.2692 | 284932.2692 | 284932.2692 | 284932.2692 | 284932.2692 | 284932.2692 | 284932.2692 | 284932.2692 | 284932.2692 | 284932.2692 | 284932.2692 | 284932.2692 | 284932.2692 | 284932.2692 | 284932.2692 | 284932.2692 | 284932.2692 | 284932.2692 | 284932.2692 | 284932.2692 | 284932.2692 | 284932.2692
Discounted Expenditure (Social Discount Rate) |  |  | 2975824.739 | 254403.8118 | 227146.2605 | 202809.1612 | 181079.6082 | 161678.2216 | 144355.555 | 128888.8884 | 115079.3646 | 102749.4327 | 91740.5649 | 81911.2187 | 73135.0167 | 65299.122 | 58302.7875 | 52056.0603 | 46478.6253 | 41498.7726 | 37052.4755 | 33082.5674 | 29538.0066 | 26373.2202 | 23547.518 | 21024.5697 | 18771.9372
Discounted Expenditure (ESCO Discount Rate) |  |  | 2975824.739 | 237443.5576 | 197869.6314 | 164891.3595 | 137409.4662 | 114507.8885 | 95423.2404 | 79519.367 | 66266.1392 | 55221.7827 | 46018.1522 | 38348.4602 | 31957.0502 | 26630.8751 | 22192.3959 | 18493.6633 | 15411.3861 | 12842.8217 | 10702.3514 | 8918.6262 | 7432.1885 | 6193.4904 | 5161.242 | 4301.035 | 3584.1958
Expected Revenue |  |  | 20X1 | 20X2 | 20X3 | 20X4 | 20X5 | 20X6 | 20X7 | 20X8 | 20X9 | 20X10 | 20X11 | 20X12 | 20X13 | 20X14 | 20X15 | 20X16 | 20X17 | 20X18 | 20X19 | 20X20 | 20X21 | 20X22 | 20X23 | 20X24 | 20X25
Expected Revenue from methane | 241022.1162 |  | 241022.1162 | 484634.9493 | 484634.9493 | 484634.9493 | 484634.9493 | 484634.9493 | 484634.9493 | 484634.9493 | 484634.9493 | 484634.9493 | 484634.9493 | 484634.9493 | 484634.9493 | 484634.9493 | 484634.9493 | 484634.9493 | 484634.9493 | 484634.9493 | 484634.9493 | 484634.9493 | 484634.9493 | 484634.9493 | 484634.9493 | 484634.9493 | 484634.9493
Equivalent revenue from fertilizer/urea | 61092.0781 |  | 61092.0781 | 122839.6245 | 122839.6245 | 122839.6245 | 122839.6245 | 122839.6245 | 122839.6245 | 122839.6245 | 122839.6245 | 122839.6245 | 122839.6245 | 122839.6245 | 122839.6245 | 122839.6245 | 122839.6245 | 122839.6245 | 122839.6245 | 122839.6245 | 122839.6245 | 122839.6245 | 122839.6245 | 122839.6245 | 122839.6245 | 122839.6245 | 122839.6245
Total Expected Revenue | 302114.1943 |  | 302114.1943 | 607474.5739 | 607474.5739 | 607474.5739 | 607474.5739 | 607474.5739 | 607474.5739 | 607474.5739 | 607474.5739 | 607474.5739 | 607474.5739 | 607474.5739 | 607474.5739 | 607474.5739 | 607474.5739 | 607474.5739 | 607474.5739 | 607474.5739 | 607474.5739 | 607474.5739 | 607474.5739 | 607474.5739 | 607474.5739 | 607474.5739 | 607474.5739
Discounted Revenue (Social Discount Rate) |  |  | 302114.1943 | 542388.0124 | 484275.011 | 432388.4027 | 386061.0739 | 344697.3874 | 307765.5244 | 274790.6468 | 245348.7918 | 219061.4213 | 195590.5547 | 174634.4238 | 155923.5927 | 139217.4935 | 124301.3335 | 110983.3335 | 99092.262 | 88475.2339 | 78995.7446 | 70531.9148 | 62974.9239 | 56227.6107 | 50203.2238 | 44824.307 | 40021.7027
Discounted Revenue (ESCO Discount Rate) |  |  | 302114.1943 | 506228.8115 | 421857.343 | 351547.7858 | 292956.4882 | 244130.4068 | 203442.0057 | 169535.0047 | 141279.1706 | 117732.6422 | 98110.5351 | 81758.7793 | 68132.3161 | 56776.9301 | 47314.1084 | 39428.4237 | 32857.0197 | 27380.8498 | 22817.3748 | 19014.479 | 15845.3992 | 13204.4993 | 11003.7494 | 9169.7912 | 7641.4927
Annual Cash flow |  |  | -2673710.5447 | 322542.3047 | 322542.3047 | 322542.3047 | 322542.3047 | 322542.3047 | 322542.3047 | 322542.3047 | 322542.3047 | 322542.3047 | 322542.3047 | 322542.3047 | 322542.3047 | 322542.3047 | 322542.3047 | 322542.3047 | 322542.3047 | 322542.3047 | 322542.3047 | 322542.3047 | 322542.3047 | 322542.3047 | 322542.3047 | 322542.3047 | 322542.3047
Potential Cost Savings from Replacements |  |  | 20X1 | 20X2 | 20X3 | 20X4 | 20X5 | 20X6 | 20X7 | 20X8 | 20X9 | 20X10 | 20X11 | 20X12 | 20X13 | 20X14 | 20X15 | 20X16 | 20X17 | 20X18 | 20X19 | 20X20 | 20X21 | 20X22 | 20X23 | 20X24 | 20X25
Equivalent Cost Savings from Kerosene (30%) | 507546.5618 |  | 507546.5618 | 1020538.6847 | 1020538.6847 | 1020538.6847 | 1020538.6847 | 1020538.6847 | 1020538.6847 | 1020538.6847 | 1020538.6847 | 1020538.6847 | 1020538.6847 | 1020538.6847 | 1020538.6847 | 1020538.6847 | 1020538.6847 | 1020538.6847 | 1020538.6847 | 1020538.6847 | 1020538.6847 | 1020538.6847 | 1020538.6847 | 1020538.6847 | 1020538.6847 | 1020538.6847 | 1020538.6847
Equivalent Cost Savings from wood charcoal | 67588.9618 |  | 67588.9618 | 135903.0981 | 135903.0981 | 135903.0981 | 135903.0981 | 135903.0981 | 135903.0981 | 135903.0981 | 135903.0981 | 135903.0981 | 135903.0981 | 135903.0981 | 135903.0981 | 135903.0981 | 135903.0981 | 135903.0981 | 135903.0981 | 135903.0981 | 135903.0981 | 135903.0981 | 135903.0981 | 135903.0981 | 135903.0981 | 135903.0981 | 135903.0981
Equivalent Cost Saving from fertilizer/urea | 61092.0781 |  | 61092.0781 | 122839.6245 | 122839.6245 | 122839.6245 | 122839.6245 | 122839.6245 | 122839.6245 | 122839.6245 | 122839.6245 | 122839.6245 | 122839.6245 | 122839.6245 | 122839.6245 | 122839.6245 | 122839.6245 | 122839.6245 | 122839.6245 | 122839.6245 | 122839.6245 | 122839.6245 | 122839.6245 | 122839.6245 | 122839.6245 | 122839.6245 | 122839.6245
Total Cost Savings from Replacement | 636227.6018 |  | 636227.6018 | 1279281.4073 | 1279281.4073 | 1279281.4073 | 1279281.4073 | 1279281.4073 | 1279281.4073 | 1279281.4073 | 1279281.4073 | 1279281.4073 | 1279281.4073 | 1279281.4073 | 1279281.4073 | 1279281.4073 | 1279281.4073 | 1279281.4073 | 1279281.4073 | 1279281.4073 | 1279281.4073 | 1279281.4073 | 1279281.4073 | 1279281.4073 | 1279281.4073 | 1279281.4073 | 1279281.4073
Discounted Cost Saving (Social Discount Rate) |  |  | 636227.6018 | 1142215.5422 | 1019835.3056 | 910567.2371 | 813006.4617 | 725898.6265 | 648123.7737 | 578681.9408 | 516680.3043 | 461321.7002 | 411894.3752 | 367762.835 | 328359.6741 | 293178.2805 | 261766.3218 | 233719.9302 | 208678.5091 | 186320.0974 | 166357.2298 | 148533.2409 | 132618.9651 | 118409.7903 | 105723.027 | 94395.5599 | 84281.7499
Discounted Cost Saving (ESCO Discount Rate) |  |  | 636227.6018 | 1066067.8394 | 888389.8662 | 740324.8885 | 616937.4071 | 514114.5059 | 428428.7549 | 357023.9624 | 297519.9687 | 247933.3072 | 206611.0894 | 172175.9078 | 143479.9232 | 119566.6026 | 99638.8355 | 83032.3629 | 69193.6358 | 57661.3632 | 48051.136 | 40042.6133 | 33368.8444 | 27807.3703 | 23172.8086 | 19310.6739 | 16092.2282
Potential Carbon Emission Avoidance
Annual Equivalent utilization in Kerosene (kg) of 30% | 31721660.114 |  | 31721660.114 | 63783667.7941 | 63783667.7941 | 63783667.7941 | 63783667.7941 | 63783667.7941 | 63783667.7941 | 63783667.7941 | 63783667.7941 | 63783667.7941 | 63783667.7941 | 63783667.7941 | 63783667.7941 | 63783667.7941 | 63783667.7941 | 63783667.7941 | 63783667.7941 | 63783667.7941 | 63783667.7941 | 63783667.7941 | 63783667.7941 | 63783667.7941 | 63783667.7941 | 63783667.7941 | 63783667.7941
Annual Power Output of kerosene (kWh) | 22733856.415 |  | 22733856.415 | 45711628.5858 | 45711628.5858 | 45711628.5858 | 45711628.5858 | 45711628.5858 | 45711628.5858 | 45711628.5858 | 45711628.5858 | 45711628.5858 | 45711628.5858 | 45711628.5858 | 45711628.5858 | 45711628.5858 | 45711628.5858 | 45711628.5858 | 45711628.5858 | 45711628.5858 | 45711628.5858 | 45711628.5858 | 45711628.5858 | 45711628.5858 | 45711628.5858 | 45711628.5858 | 45711628.5858
Annual Power Output of kerosene (kWh) Adjusted for Capacity Utilization | 12495221.7315 |  | 12495221.7315 | 25124507.011 | 25124507.011 | 25124507.011 | 25124507.011 | 25124507.011 | 25124507.011 | 25124507.011 | 25124507.011 | 25124507.011 | 25124507.011 | 25124507.011 | 25124507.011 | 25124507.011 | 25124507.011 | 25124507.011 | 25124507.011 | 25124507.011 | 25124507.011 | 25124507.011 | 25124507.011 | 25124507.011 | 25124507.011 | 25124507.011 | 25124507.011
Annual Equivalent utilization in Wood Charcoal (kg) of 70% | 24312576.1834 |  | 24312576.1834 | 48886006.4992 | 48886006.4992 | 48886006.4992 | 48886006.4992 | 48886006.4992 | 48886006.4992 | 48886006.4992 | 48886006.4992 | 48886006.4992 | 48886006.4992 | 48886006.4992 | 48886006.4992 | 48886006.4992 | 48886006.4992 | 48886006.4992 | 48886006.4992 | 48886006.4992 | 48886006.4992 | 48886006.4992 | 48886006.4992 | 48886006.4992 | 48886006.4992 | 48886006.4992 | 48886006.4992
Annual Power Output of Wood Charcoal (kWh) | 16208384.1223 |  | 16208384.1223 | 32590670.9995 | 32590670.9995 | 32590670.9995 | 32590670.9995 | 32590670.9995 | 32590670.9995 | 32590670.9995 | 32590670.9995 | 32590670.9995 | 32590670.9995 | 32590670.9995 | 32590670.9995 | 32590670.9995 | 32590670.9995 | 32590670.9995 | 32590670.9995 | 32590670.9995 | 32590670.9995 | 32590670.9995 | 32590670.9995 | 32590670.9995 | 32590670.9995 | 32590670.9995 | 32590670.9995
Annual Power Output of Wood Charcoal (kWh) Adjusted for Capacity Utilization | 8908622.8847 |  | 8908622.8847 | 17912828.0342 | 17912828.0342 | 17912828.0342 | 17912828.0342 | 17912828.0342 | 17912828.0342 | 17912828.0342 | 17912828.0342 | 17912828.0342 | 17912828.0342 | 17912828.0342 | 17912828.0342 | 17912828.0342 | 17912828.0342 | 17912828.0342 | 17912828.0342 | 17912828.0342 | 17912828.0342 | 17912828.0342 | 17912828.0342 | 17912828.0342 | 17912828.0342 | 17912828.0342 | 17912828.0342
Summary.
Annual Cost Savings from Replacement of Kerosene and Wood Charcoal with biogas ($) | 636227.6018
Total Discounted (Soc Disc) Cost Savings from Replacement of Kerosene and Wood Charcoal with biogas ($) over project lifespan | 10594558.0802
Total Discounted (ESCO Disc) Cost Savings from Replacement of Kerosene and Wood Charcoal with biogas ($) over project lifespan | 6952173.4971
IRR (2XX0-2X25) | 11.1%
NPV (2XX0-2X25) at Social Discount (0.75% surrogate for cost of capital) | 4353811.5116
NPV (2XX0-2X25) at Social Discount | -145481.5932
NPV (2XX0-2X25) at ESCO Discount | -901071.2544

## TogoSolarPV Financial Analys
Technology Assumptions
Solar PV for irrigation (kW): |  | 1018.248
Solar PV for lighting and processing (kW) |  | 7166.5266
Total Project Solar PV Capacity (kW) |  | 8184.7746
Capital Cost Solar PV ($1000/kW) |  | 8184774.571
Capital Cost Solar irrigation system accessories ($500/kW) |  | 509124
Fixed and Variable O&M (10% of Capital Cost) | USD / kW | 818477.4571
Variable O&M Escalation | USD / kWh | 0
Capacity factor solar | % | 20% | Assumption based on SunMetrix
Capacity factor diesel | % | 44% | Assumption
Hours per year (irrigation) |  | 1825
Hours per year (processing) | Hour / Year | 4380
Electricity price (tariff) | USD / kWh | 0.08 | Assumption based on Trimble et. al/ World Bank 2016
Electricty price (diesel generator) | USD / kWh | 0.23 | Assumption based on IEA 2020 for Countries with Diesel based power systems
Annual solar energy generation for irrigation (kWh) |  | 1486642.08
Annual Solar energy Generation for lighting and processing (kWh) |  | 25111509.1046
Emission factor (grid) | kg / MWh | 0.527 | Average based on IFI Dataset
Emission factor of Diesel per GJ | Kg CO2/GJ | 0.0741 | https://ghgprotocol.org/sites/default/files/Emission_Factors_from_Cross_Sector_Tools_March_2017.xlsx
Degradation | % | 0%
Total Capital Investments (Solar processing and irrigation) | USD | 8693898.571
1000 kWh | 1 | MWh
Kilogram per ton | 1000 | Kg / Ton
GJ per kWh | 0.0036 | GJ / kWh
Financial/Economic Assumptions
Debt Percentage | % | 100%
Interest Rate | % | 0%
Debt Term | Years | 25
Economic Life | Years | 25
Cost of Equity | % | 14.7%
Cost of Capital Imp Discount Rate | % | 0.75%
Social Discount Rate | % | 12%
ESCO Discount Rate | % | 20%
Project summary
Cumulative capital investment | 347755.9428 | USD
Cumulative O&M costs | 20461936.4274 | USD
Total cumulative costs | 20809692.3702 | USD
Avoided electricity expenditure | 23937242.3265 | USD
Avoided social cost of carbon | -5498875.1778 | USD
Net cumulative costs | 2371325.2215 | USD
Project summary (per kWh)
Cumulative capital investment | 0.00052298 | USD
Cumulative O&M costs | 0.030772 | USD
Total cumulative costs | 0.031295 | USD
Avoided electricity expenditure | 0.035998 | USD
Avoided social cost of carbon | -0.0082696 | USD
Net cumulative costs | 0.0035662 | USD
LCOE
LCOE | USD2019 / kWh | 0.044002
LCOE (with externalities) | USD2019 / kWh | 0.052271
LCOE | USD2019 / GJ | 12.2227
LCOE (with externalities) | USD2019 / GJ | 14.5198
Electricity expenditure and emissions | Unit
Avoided electricity expenditure (grid) | USD | 23937242.3265
Avoided electricity expenditure (diesel) | USD | 123680309.2689
Avoided emissions (grid) | Kg | 350430641.8578
Avoided emissions (diesel) | Kg | 177383.0703
Cumulative generation | kWh | 664953779.6162
Cumulative avoided emissions (grid) | Tons | -177383.0703
Year |  | 20X1 | 20X2 | 20X3 | 20X4 | 20X5 | 20X6 | 20X7 | 20X8 | 20X9 | 20X10 | 20X11 | 20X12 | 20X13 | 20X14 | 20X15 | 20X16 | 20X17 | 20X18 | 20X19 | 20X20 | 20X21 | 20X22 | 20X23 | 20X24 | 20X25 | 20X26 | 20X27 | 20X28 | 20X29 | 20X30 | 20X31 | 20X32 | 20X33 | 20X34 | 20X35 | 20X36
Time step for discounting |  | 0 | 1 | 2 | 3 | 4 | 5 | 6 | 7 | 8 | 9 | 10 | 11 | 12 | 13 | 14 | 15 | 16 | 17 | 18 | 19 | 20 | 21 | 22 | 23 | 24 | 25 | 26 | 27 | 28 | 29 | 30 | 31 | 32 | 33 | 34 | 35
Annual Generation (kWh) | kWh / Year | 26598151.1846 | 26598151.1846 | 26598151.1846 | 26598151.1846 | 26598151.1846 | 26598151.1846 | 26598151.1846 | 26598151.1846 | 26598151.1846 | 26598151.1846 | 26598151.1846 | 26598151.1846 | 26598151.1846 | 26598151.1846 | 26598151.1846 | 26598151.1846 | 26598151.1846 | 26598151.1846 | 26598151.1846 | 26598151.1846 | 26598151.1846 | 26598151.1846 | 26598151.1846 | 26598151.1846 | 26598151.1846 |  |  | 0 | 0 | 0 | 0 | 0 | 0 | 0 | 0 | 0
Cumulative generation | kWh | 0: 664953779.6162
Annual O&M costs | Unit
Fixed and Variable O&M | USD / Year | 818477.4571 | 818477.4571 | 818477.4571 | 818477.4571 | 818477.4571 | 818477.4571 | 818477.4571 | 818477.4571 | 818477.4571 | 818477.4571 | 818477.4571 | 818477.4571 | 818477.4571 | 818477.4571 | 818477.4571 | 818477.4571 | 818477.4571 | 818477.4571 | 818477.4571 | 818477.4571 | 818477.4571 | 818477.4571 | 818477.4571 | 818477.4571 | 818477.4571 | 1990816.9348 | 1990816.9348 | 0 | 0 | 0 | 0 | 0 | 0 | 0 | 0 | 0
Fuel cost diesel | USD / Year | 0 | 0 | 0 | 0 | 0 | 0 | 0 | 0 | 0 | 0 | 0 | 0 | 0 | 0 | 0 | 0 | 0 | 0 | 0 | 0 | 0 | 0 | 0 | 0 | 0 | 0 | 0 | 0 | 0 | 0 | 0 | 0 | 0 | 0 | 0 | 0
Operating Expenses | USD / Year | 818477.4571 | 818477.4571 | 818477.4571 | 818477.4571 | 818477.4571 | 818477.4571 | 818477.4571 | 818477.4571 | 818477.4571 | 818477.4571 | 818477.4571 | 818477.4571 | 818477.4571 | 818477.4571 | 818477.4571 | 818477.4571 | 818477.4571 | 818477.4571 | 818477.4571 | 818477.4571 | 818477.4571 | 818477.4571 | 818477.4571 | 818477.4571 | 818477.4571 | 1990816.9348 | 0 | 0 | 0 | 0 | 0 | 0 | 0 | 0 | 0 | 0
Cumulative O&M costs solar | Unit
Fixed and Variable O&M | USD | 0: 20461936.4274
Variable O&M Escalation | USD | 0: 0
Total cumulative O&M | USD | 0: 20461936.4274
Capital investment | Unit | 1 | 2 | 3 | 4 | 5 | 6 | 7 | 8 | 9 | 10
Total years of financing | Year | bar: 20461936.4274 1
Total capital investment | USD / Year | 8693898.571 | 0 | 0 | 0 | 0 | 0 | 0 | 0 | 0 | 0
Financing payments | Unit
Interest Payment | USD / Year |  | 0 | 0 | 0 | 0 | 0 | 0 | 0 | 0 | 0 | 0 | 0 | 0 | 0 | 0 | 0 | 0 | 0 | 0 | 0 | 0 | 0 | 0 | 0 | 0 | 0 | 0 | 0 | 0 | 0 | 0 | 0 | 0 | 0 | 0 | 0
Principal Payment | USD / Year |  | 347755.9428 | 347755.9428 | 347755.9428 | 347755.9428 | 347755.9428 | 347755.9428 | 347755.9428 | 347755.9428 | 347755.9428 | 347755.9428 | 347755.9428 | 347755.9428 | 347755.9428 | 347755.9428 | 347755.9428 | 347755.9428 | 347755.9428 | 347755.9428 | 347755.9428 | 347755.9428 | 347755.9428 | 347755.9428 | 347755.9428 | 347755.9428 | 347755.9428 | 0 | 0 | 0 | 0 | 0 | 0 | 0 | 0 | 0 | 0
Total costs of financing | USD / Year | 347755.9428 | 347755.9428 | 347755.9428 | 347755.9428 | 347755.9428 | 347755.9428 | 347755.9428 | 347755.9428 | 347755.9428 | 347755.9428 | 347755.9428 | 347755.9428 | 347755.9428 | 347755.9428 | 347755.9428 | 347755.9428 | 347755.9428 | 347755.9428 | 347755.9428 | 347755.9428 | 347755.9428 | 347755.9428 | 347755.9428 | 347755.9428 | 347755.9428 | 347755.9428 | 0 | 0 | 0 | 0 | 0 | 0 | 0 | 0 | 0 | 0
Total Annual cost | USD / Year | 1166233.3999 | 1166233.3999 | 1166233.3999 | 1166233.3999 | 1166233.3999 | 1166233.3999 | 1166233.3999 | 1166233.3999 | 1166233.3999 | 1166233.3999 | 1166233.3999 | 1166233.3999 | 1166233.3999 | 1166233.3999 | 1166233.3999 | 1166233.3999 | 1166233.3999 | 1166233.3999 | 1166233.3999 | 1166233.3999 | 1166233.3999 | 1166233.3999 | 1166233.3999 | 1166233.3999 | 1166233.3999 | 2338572.8776 | 0 | 0 | 0 | 0 | 0 | 0 | 0 | 0 | 0 | 0
|  | Upfront payment | Debt Service
Equity payment | USD / Year |  | 0 | 0 | 0 | 0 | 0 | 0 | 0 | 0 | 0 | 0 | 0 | 0 | 0 | 0 | 0 | 0 | 0 | 0 | 0 | 0 | 0 | 0 | 0 | 0 | 0 | 0 | 0 | 0 | 0 | 0 | 0 | 0 | 0 | 0 | 0
Equity funding | USD | 20461936.4274 1: 0
NPV Energy | kWh2019 / Year | 26598151.1846 | 22165125.9872 | 18470938.3227 | 15392448.6022 | 12827040.5019 | 10689200.4182 | 8907667.0152 | 7423055.846 | 6185879.8717 | 5154899.893 | 4295749.9109 | 3579791.5924 | 2983159.6603 | 2485966.3836 | 2071638.653 | 1726365.5442 | 1438637.9535 | 1198864.9612 | 999054.1344 | 832545.112 | 693787.5933 | 578156.3278 | 481796.9398 | 401497.4498 | 334581.2082 | 0 | 0 | 0 | 0 | 0 | 0 | 0 | 0 | 0 | 0 | 0
Present Value Cost | USD2019 / Year | 1166233.3999 | 971861.1666 | 809884.3055 | 674903.5879 | 562419.6566 | 468683.0472 | 390569.206 | 325474.3383 | 271228.6153 | 226023.8461 | 188353.205 | 156961.0042 | 130800.8368 | 109000.6974 | 90833.9145 | 75694.9287 | 63079.1073 | 52565.9227 | 43804.9356 | 36504.113 | 30420.0942 | 25350.0785 | 21125.0654 | 17604.2212 | 14670.1843 | 24514.3147 | 0 | 0 | 0 | 0 | 0 | 0 | 0 | 0 | 0 | 0
Present Value Cost (with externalities) | USD2019 / Year | 1386188.407 | 1155157.0059 | 962630.8382 | 802192.3652 | 668493.6377 | 557078.0314 | 464231.6928 | 386859.744 | 322383.12 | 268652.6 | 223877.1667 | 186564.3056 | 155470.2546 | 129558.5455 | 107965.4546 | 89971.2122 | 74976.0101 | 62480.0085 | 52066.6737 | 43388.8948 | 36157.4123 | 30131.1769 | 25109.3141 | 20924.4284 | 17437.0237 | 24514.3147 | 0 | 0 | 0 | 0 | 0 | 0 | 0 | 0 | 0 | 0
(1) Present value revenues if all sold | USD2019 / Year | 2127852.0948 | 1773210.079 | 1477675.0658 | 1231395.8882 | 1026163.2401 | 855136.0335 | 712613.3612 | 593844.4677 | 494870.3897 | 412391.9914 | 343659.9929 | 286383.3274 | 238652.7728 | 198877.3107 | 165731.0922 | 138109.2435 | 115091.0363 | 95909.1969 | 79924.3307 | 66603.609 | 55503.0075 | 46252.5062 | 38543.7552 | 32119.796 | 26766.4967 | 0 | 0 | 0 | 0 | 0 | 0 | 0 | 0 | 0 | 0 | 0
(2) Present value revenues if consumed | USD2019 / Year | 957489.6931 | 797908.0776 | 664923.398 | 554102.8316 | 461752.3597 | 384793.6331 | 320661.3609 | 267217.8007 | 222681.5006 | 185567.9172 | 154639.931 | 128866.6092 | 107388.841 | 89490.7008 | 74575.584 | 62146.32 | 51788.6 | 43157.1667 | 35964.3056 | 29970.2546 | 24975.2122 | 20812.6768 | 17343.8974 | 14453.2478 | 12044.3732 | 0 | 0 | 0 | 0 | 0 | 0 | 0 | 0 | 0 | 0 | 0
Present value externalities | USD2019 / Year | -219955.0071 | -183295.8393 | -152746.5327 | -127288.7773 | -106073.9811 | -88394.9842 | -73662.4868 | -61385.4057 | -51154.5048 | -42628.754 | -35523.9616 | -29603.3014 | -24669.4178 | -20557.8482 | -17131.5401 | -14276.2834 | -11896.9029 | -9914.0857 | -8261.7381 | -6884.7818 | -5737.3181 | -4781.0984 | -3984.2487 | -3320.2073 | -2766.8394 | 0 | 0 | 0 | 0 | 0 | 0 | 0 | 0 | 0 | 0 | 0
Emissions relative to grid electricity | Unit
Annual emissions Avoided (tCO2eq) | Ton / Year | -7095.3228 | -7095.3228 | -7095.3228 | -7095.3228 | -7095.3228 | -7095.3228 | -7095.3228 | -7095.3228 | -7095.3228 | -7095.3228 | -7095.3228 | -7095.3228 | -7095.3228 | -7095.3228 | -7095.3228 | -7095.3228 | -7095.3228 | -7095.3228 | -7095.3228 | -7095.3228 | -7095.3228 | -7095.3228 | -7095.3228 | -7095.3228 | -7095.3228 |  |  | 0 | 0 | 0 | 0 | 0 | 0 | 0 | 0 | 0
Cumulative Avoided Emissions | Tons | 20461936.4274 1: -177383.0703
Avoided electricity cost | Unit
Avoided electricity cost (grid) | USD / Year | 957489.6931 | 957489.6931 | 957489.6931 | 957489.6931 | 957489.6931 | 957489.6931 | 957489.6931 | 957489.6931 | 957489.6931 | 957489.6931 | 957489.6931 | 957489.6931 | 957489.6931 | 957489.6931 | 957489.6931 | 957489.6931 | 957489.6931 | 957489.6931 | 957489.6931 | 957489.6931 | 957489.6931 | 957489.6931 | 957489.6931 | 957489.6931 | 957489.6931 | 0 | 0 | 0 | 0 | 0 | 0 | 0 | 0 | 0 | 0 | 0
Cumulative avoided electricity cost (grid) | USD | 20461936.4274 1: 23937242.3265
Externalities
Avoided social cost of carbon (SCC) | Unit
Social cost of carbon per ton of CO2 | USD / Ton | 20461936.4274 1: 31
Avoided annual social cost of carbon | USD / Year | -219955.0071 | -219955.0071 | -219955.0071 | -219955.0071 | -219955.0071 | -219955.0071 | -219955.0071 | -219955.0071 | -219955.0071 | -219955.0071 | -219955.0071 | -219955.0071 | -219955.0071 | -219955.0071 | -219955.0071 | -219955.0071 | -219955.0071 | -219955.0071 | -219955.0071 | -219955.0071 | -219955.0071 | -219955.0071 | -219955.0071 | -219955.0071 | -219955.0071 | 0 | 0 | 0 | 0 | 0 | 0 | 0 | 0 | 0 | 0 | 0
Cumulative social cost of carbon | USD | 20461936.4274 1: -5498875.1778
Additional costs of carbon compared to grid | USD / Year | -434533.9959 | -434533.9959 | -434533.9959 | -434533.9959 | -434533.9959 | -434533.9959 | -434533.9959 | -434533.9959 | -434533.9959 | -434533.9959 | -434533.9959 | -434533.9959 | -434533.9959 | -434533.9959 | -434533.9959 | -434533.9959 | -434533.9959 | -434533.9959 | -434533.9959 | -434533.9959 | -434533.9959 | -434533.9959 | -434533.9959 | -434533.9959 | -434533.9959 | 0 | 0 | 0 | 0 | 0 | 0 | 0 | 0 | 0 | 0 | 0
Cumulative difference in SCC | USD | 20461936.4274 1: -10863349.8976
Calculation of annual net benefits | Unit
Avoided electricity cost (grid) | USD / Year | 957489.6931 | 957489.6931 | 957489.6931 | 957489.6931 | 957489.6931 | 957489.6931 | 957489.6931 | 957489.6931 | 957489.6931 | 957489.6931 | 957489.6931 | 957489.6931 | 957489.6931 | 957489.6931 | 957489.6931 | 957489.6931 | 957489.6931 | 957489.6931 | 957489.6931 | 957489.6931 | 957489.6931 | 957489.6931 | 957489.6931 | 957489.6931 | 957489.6931 | 0 | 0 | 0 | 0 | 0 | 0 | 0 | 0 | 0 | 0 | 0
Avoided annual social cost of carbon | USD / Year | -219955.0071 | -219955.0071 | -219955.0071 | -219955.0071 | -219955.0071 | -219955.0071 | -219955.0071 | -219955.0071 | -219955.0071 | -219955.0071 | -219955.0071 | -219955.0071 | -219955.0071 | -219955.0071 | -219955.0071 | -219955.0071 | -219955.0071 | -219955.0071 | -219955.0071 | -219955.0071 | -219955.0071 | -219955.0071 | -219955.0071 | -219955.0071 | -219955.0071 | 0 | 0 | 0 | 0 | 0 | 0 | 0 | 0 | 0 | 0 | 0
Annual benefits | USD / Year | 737534.6859 | 737534.6859 | 737534.6859 | 737534.6859 | 737534.6859 | 737534.6859 | 737534.6859 | 737534.6859 | 737534.6859 | 737534.6859 | 737534.6859 | 737534.6859 | 737534.6859 | 737534.6859 | 737534.6859 | 737534.6859 | 737534.6859 | 737534.6859 | 737534.6859 | 737534.6859 | 737534.6859 | 737534.6859 | 737534.6859 | 737534.6859 | 737534.6859 | 0 | 0 | 0 | 0 | 0 | 0 | 0 | 0 | 0 | 0 | 0
Capital investment | USD / Year | 8693898.571 | 0 | 0 | 0 | 0 | 0 | 0 | 0 | 0 | 0
O&M costs | USD / Year | 818477.4571 | 818477.4571 | 818477.4571 | 818477.4571 | 818477.4571 | 818477.4571 | 818477.4571 | 818477.4571 | 818477.4571 | 818477.4571 | 818477.4571 | 818477.4571 | 818477.4571 | 818477.4571 | 818477.4571 | 818477.4571 | 818477.4571 | 818477.4571 | 818477.4571 | 818477.4571 | 818477.4571 | 818477.4571 | 818477.4571 | 818477.4571 | 818477.4571 | 1990816.9348 | 1990816.9348 | #REF! | #REF! | #REF! | #REF! | #REF! | #REF! | #REF! | #REF! | #REF!
Fuel costs | USD / Year | 0 | 0 | 0 | 0 | 0 | 0 | 0 | 0 | 0 | 0 | 0 | 0 | 0 | 0 | 0 | 0 | 0 | 0 | 0 | 0 | 0 | 0 | 0 | 0 | 0 | 0 | 0 | 0 | 0 | 0 | 0 | 0 | 0 | 0 | 0 | 0
Interest Payment | USD / Year | 0 | 0 | 0 | 0 | 0 | 0 | 0 | 0 | 0 | 0 | 0 | 0 | 0 | 0 | 0 | 0 | 0 | 0 | 0 | 0 | 0 | 0 | 0 | 0 | 0 | 0 | 0 | 0 | 0 | 0 | 0 | 0 | 0 | 0 | 0 | 0
Principal Payment | USD / Year | 0 | 347755.9428 | 347755.9428 | 347755.9428 | 347755.9428 | 347755.9428 | 347755.9428 | 347755.9428 | 347755.9428 | 347755.9428 | 347755.9428 | 347755.9428 | 347755.9428 | 347755.9428 | 347755.9428 | 347755.9428 | 347755.9428 | 347755.9428 | 347755.9428 | 347755.9428 | 347755.9428 | 347755.9428 | 347755.9428 | 347755.9428 | 347755.9428 | 347755.9428 | 0 | 0 | 0 | 0 | 0 | 0 | 0 | 0 | 0 | 0
Total cost | USD / Year | 9512376.0281 | 1166233.3999 | 1166233.3999 | 1166233.3999 | 1166233.3999 | 1166233.3999 | 1166233.3999 | 1166233.3999 | 1166233.3999 | 1166233.3999 | 1166233.3999 | 1166233.3999 | 1166233.3999 | 1166233.3999 | 1166233.3999 | 1166233.3999 | 1166233.3999 | 1166233.3999 | 1166233.3999 | 1166233.3999 | 1166233.3999 | 1166233.3999 | 1166233.3999 | 1166233.3999 | 1166233.3999 | 2338572.8776 | 1990816.9348 | #REF! | #REF! | #REF! | #REF! | #REF! | #REF! | #REF! | #REF! | #REF!
Annual net benefits | USD / Year | -8774841.3421 | -80942.7711 | -80942.7711 | -80942.7711 | -80942.7711 | -80942.7711 | -80942.7711 | -80942.7711 | -80942.7711 | -80942.7711 | -80942.7711 | -80942.7711 | -80942.7711 | -80942.7711 | -80942.7711 | -80942.7711 | -80942.7711 | -80942.7711 | -80942.7711 | -80942.7711 | -80942.7711 | -80942.7711 | -80942.7711 | -80942.7711 | -80942.7711 | -1990816.9348 | -1990816.9348 | #REF! | #REF! | #REF! | #REF! | #REF! | #REF! | #REF! | #REF! | #REF!
IRR calculations | Unit
Revenue calculations @grid price | USD / Year | 2127852.0948 | 2127852.0948 | 2127852.0948 | 2127852.0948 | 2127852.0948 | 2127852.0948 | 2127852.0948 | 2127852.0948 | 2127852.0948 | 2127852.0948 | 2127852.0948 | 2127852.0948 | 2127852.0948 | 2127852.0948 | 2127852.0948 | 2127852.0948 | 2127852.0948 | 2127852.0948 | 2127852.0948 | 2127852.0948 | 2127852.0948 | 2127852.0948 | 2127852.0948 | 2127852.0948 | 2127852.0948 | 0 | 0 | 0 | 0 | 0 | 0 | 0 | 0 | 0 | 0 | 0
Total costs | USD / Year | 9512376.0281 | 1166233.3999 | 1166233.3999 | 1166233.3999 | 1166233.3999 | 1166233.3999 | 1166233.3999 | 1166233.3999 | 1166233.3999 | 1166233.3999 | 1166233.3999 | 1166233.3999 | 1166233.3999 | 1166233.3999 | 1166233.3999 | 1166233.3999 | 1166233.3999 | 1166233.3999 | 1166233.3999 | 1166233.3999 | 1166233.3999 | 1166233.3999 | 1166233.3999 | 1166233.3999 | 1166233.3999 | 2338572.8776 | 1990816.9348 | #REF! | #REF! | #REF! | #REF! | #REF! | #REF! | #REF! | #REF! | #REF!
Profits | USD / Year | -7384523.9333 | 961618.6948 | 961618.6948 | 961618.6948 | 961618.6948 | 961618.6948 | 961618.6948 | 961618.6948 | 961618.6948 | 961618.6948 | 961618.6948 | 961618.6948 | 961618.6948 | 961618.6948 | 961618.6948 | 961618.6948 | 961618.6948 | 961618.6948 | 961618.6948 | 961618.6948 | 961618.6948 | 961618.6948 | 961618.6948 | 961618.6948 | 961618.6948 | -2338572.8776 | -1990816.9348 | #REF! | #REF! | #REF! | #REF! | #REF! | #REF! | #REF! | #REF! | #REF!
Profits + externalities | USD / Year | -7604478.9404 | 741663.6877 | 741663.6877 | 741663.6877 | 741663.6877 | 741663.6877 | 741663.6877 | 741663.6877 | 741663.6877 | 741663.6877 | 741663.6877 | 741663.6877 | 741663.6877 | 741663.6877 | 741663.6877 | 741663.6877 | 741663.6877 | 741663.6877 | 741663.6877 | 741663.6877 | 741663.6877 | 741663.6877 | 741663.6877 | 741663.6877 | 741663.6877 | -2338572.8776 | -1990816.9348 | #REF! | #REF! | #REF! | #REF! | #REF! | #REF! | #REF! | #REF! | #REF!
Cumulative revenues | USD | 20461936.4274 1: 53196302.3693
Cumulative profits | USD | 20461936.4274 1: 15694324.7428
Cumulative profits (inc. externalities) | USD | 20461936.4274 1: 10195449.565
IRR (2XX0-2X25) | 12.2%
IRR with externalities (2XX0-2X25) | 8.321%
NPV (2XX0-2X25) | Cost of Capital Imp Rate | 20461936.4274 1: 13562767.4506
| Social Discount | 20461936.4274 1: 90196.1355
| ESCO Discount Rate | 20461936.4274 1: -2197426.6841
NPV with externalities (2XX0-2X25) | Cost of Capital Imp Rate | 20461936.4274 1: 8565663.4294
| Social Discount | 20461936.4274 1: -1634941.5836
| ESCO Discount Rate | 20461936.4274 1: -3285673.2222

## Ethiopia Crop Yields (hidden)
Area | Item | Group | Element | Unit | Y1995 | Y1996 | Y1997 | Y1998 | Y1999 | Y2000 | Y2001 | Y2002 | Y2003 | Y2004 | Y2005 | Y2006 | Y2007 | Y2008 | Y2009 | Y2010 | Y2011 | Y2012 | Y2013 | Y2014 | Y2015 | Y2016 | Y2017 | Y2018 | Average (1995-2018)
Ethiopia | Coffee, green | Cash | Yield | hg/ha | 7471 | 7491 | 7474 | 7602 | 8653 | 9199 | 6445 | 7339 | 5429 | 6002 | 6571 | 8179 | 6715 | 6651 | 6721 | 7432 | 7304 | 5213 | 7280 | 7476 | 6989 | 6697 | 6737 | 6854 | 7080.1667
Ethiopia | Oilcrops | Cash | Yield | hg/ha |  | 5352 | 5380 | 5603 | 6479 | 5498 | 4980 | 5107 | 5220 | 4794 | 5850 | 5999 | 6248 | 6870 | 6625 | 7320 | 9327 | 8729 | 8721 | 8965 | 9971 | 9822 | 10339 | 11480 | 7159.9565
Ethiopia | Oilcrops, Cake Equivalent | Cash | Yield | hg/ha |  | 2747 | 2781 | 2919 | 3516 | 2865 | 2588 | 2620 | 2712 | 2570 | 3011 | 2926 | 3124 | 3560 | 3269 | 3549 | 4632 | 4391 | 4269 | 4519 | 4808 | 4691 | 5027 |  | 3504.2727
Ethiopia | Oilcrops, Oil Equivalent | Cash | Yield | hg/ha |  | 1474 | 1515 | 1590 | 1954 | 1553 | 1400 | 1403 | 1445 | 1393 | 1678 | 1728 | 1798 | 2096 | 1994 | 2173 | 2841 | 2815 | 2866 | 2812 | 2805 | 2790 | 2993 |  | 2050.7273
4948.7808
Column1 | Column2 | Column3 | Column4 | Column5 | Column6 | Column7 | Column8 | Column9 | Column10 | Column11 | Column12 | Column13 | Column14 | Column15 | Column16 | Column17 | Column18 | Column19 | Column20 | Column21 | Column22 | Column23 | Column24 | Column25 | Column26 | Column27 | Column28 | Column29 | Column30
Ethiopia | Barley | Cereal | Yield | hg/ha | 8643 | 10613 | 10620 | 10953 | 9204 | 9132 | 10841 | 14409 | 10111 | 10962 | 11570 | 14127 | 12466 | 13728 | 15503 | 16276 | 16721 | 17489 | 18718 | 19653 | 21672 | 21109 | 21244 | 21662 | 14476.0833
Ethiopia | Maize | Cereal | Yield | hg/ha | 13590 | 16826 | 17381 | 16175 | 17150 | 16204 | 17427 | 18753 | 15319 | 16132 | 20060 | 26404 | 19692 | 21367 | 21990 | 25398 | 29539 | 30592 | 32542 | 34210 | 37331 | 36745 | 37361 | 32919 | 23796.125
Ethiopia | Millet | Cereal | Yield | hg/ha | 6688 | 8921 | 10138 | 8932 | 8543 | 8867 | 9117 | 10878 | 10011 | 10593 | 11863 | 12793 | 10613 | 12132 | 14206 | 15555 | 15070 | 17202 | 18672 | 20165 | 22265 | 22296 | 19339 | 19064 | 13496.7917
Ethiopia | Sorghum | Cereal | Yield | hg/ha | 12401 | 13575 | 14136 | 11034 | 12478 | 11750 | 11394 | 13653 | 13357 | 13574 | 13688 | 14806 | 15817 | 17340 | 18356 | 20866 | 20540 | 21059 | 22825 | 23651 | 25695 | 25251 | 25863 | 26976 | 17503.5417
Ethiopia | Wheat | Cereal | Yield | hg/ha | 13106 | 12114 | 12917 | 13738 | 11150 | 11631 | 13259 | 14354 | 13874 | 14691 | 15567 | 15204 | 16711 | 16245 | 18269 | 18385 | 20288 | 21102 | 24446 | 25433 | 27941 | 26755 | 28157 | 24236 | 17898.875
17434.2833
Column1 | Column2 | Column3 | Column4 | Column5 | Column6 | Column7 | Column8 | Column9 | Column10 | Column11 | Column12 | Column13 | Column14 | Column15 | Column16 | Column17 | Column18 | Column19 | Column20 | Column21 | Column22 | Column23 | Column24 | Column25 | Column26 | Column27 | Column28 | Column29 | Column30
Ethiopia | Anise, badian, fennel, coriander | Fruits and Vegetables | Yield | hg/ha | 6250 | 6250 | 6250 | 6250 | 6250 | 6250 | 6250 | 6250 | 6250 | 6250 | 6250 | 6250 | 6250 | 6250 | 6250 | 6875 | 7291 | 8000 | 7887 | 8060 | 7966 | 8000 | 8106 | 8428 | 6848.4583
Ethiopia | Avocados | Fruits and Vegetables | Yield | hg/ha | [5 empty] | 80000 | 57531 | 57692 | 58547 | 51539 | 78832 | 73887 | 66197 | 64046 | 66124 | 79450 | 81003 | 28679 | 17192 | 38917 | 43417 | 36435 | 43862 | 45510 | 56255.7895
Ethiopia | Bananas | Fruits and Vegetables | Yield | hg/ha | 55968 | 57196 | 58424 | 58822 | 64211 | 66667 | 57538 | 58621 | 60224 | 63366 | 75244 | 74909 | 66215 | 66864 | 70929 | 84856 | 81200 | 84000 | 82214 | 88637 | 90367 | 85157 | 86058 | 91157 | 72035.1667
Ethiopia | Cabbages and other brassicas | Fruits and Vegetables | Yield | hg/ha | 104404 | 100978 | 95000 | 90909 | 100000 | 97094 | 96296 | 99563 | 88889 | 91730 | 94886 | 79737 | 66300 | 82116 | 83348 | 109877 | 100220 | 104181 | 100704 | 99004 | 100750 | 92618 | 92290 | 97495 | 94516.2083
Ethiopia | Carrots and turnips | Fruits and Vegetables | Yield | hg/ha | 89744 | 89888 | 90000 | 90909 | 90000 | 99783 | 106697 | 173010 | 91118 | 102786 | 39529 | 62502 | 70686 | 74817 | 67191 | 55738 | 55789 | 45057 | 41898 | 38672 | 48295 | 35043 | 36044 | 44852 | 72502
Ethiopia | Chillies and peppers, dry | Fruits and Vegetables | Yield | hg/ha | 16673 | 16724 | 16775 | 16826 | 16877 | 16929 | 16980 | 17031 | 17082 | 17187 | 17348 | 17508 | 17668 | 17828 | 17988 | 18148 | 18309 | 18552 | 18585 | 18482 | 20286 | 18251 | 18956 | 19280 | 17761.375
Ethiopia | Chillies and peppers, green | Fruits and Vegetables | Yield | hg/ha | 12447 | 12909 | 12973 | 13036 | 12982 | 12931 | 15741 | 19461 | 13487 | 20024 | 18907 | 24958 | 21817 | 22177 | 22596 | 30003 | 26363 | 27337 | 25642 | 21105 | 67849 | 62850 | 23205 | 23905 | 23529.375
Ethiopia | Cucumbers and gherkins | Fruits and Vegetables | Yield | hg/ha | 142857 | 147278 | 151773 | 156275 | 160786 | 165309 | 169846 | 175000 | 178967 | 183104 | 186800 | 190487 | 194156 | 197799 | 201407 | 204970 | 208479 | 214286 | 214286 | 218557 | 222771 | 226242 | 229794 | 233345 | 190607.25
Ethiopia | Garlic | Fruits and Vegetables | Yield | hg/ha | 103542 | 108000 | 95000 | 104130 | 100000 | 90000 | 120000 | 146753 | 100000 | 143047 | 144059 | 85868 | 73719 | 111132 | 116957 | 120151 | 93352 | 104689 | 96944 | 100979 | 100263 | 90153 | 97011 | 100413 | 106090.0833
Ethiopia | Ginger | Fruits and Vegetables | Yield | hg/ha | 31778 | 31715 | 32040 | 32258 | 33333 | 33333 | 33333 | 33333 | 33333 | 30000 | 33333 | 33333 | 33333 | 33333 | 33333 | 31841 | 31134 | 28571 | 28571 | 29979 | 30688 | 30431 | 30358 | 30285 | 31790.7917
Ethiopia | Grapes | Fruits and Vegetables | Yield | hg/ha | 42185 | 41620 | 41840 | 39988 | 39583 | 40000 | 38824 | 38857 | 38803 | 38619 | 38318 | 38889 | 35899 | 33646 | 31375 | 29013 | 26623 | 22727 | 22727 | 20985 | 18171 | 21953 | 21695 | 21931 | 32677.9583
Ethiopia | Hops | Fruits and Vegetables | Yield | hg/ha | 10345 | 10667 | 10625 | 10556 | 10526 | 10952 | 13362 | 12000 | 11985 | 11872 | 9952 | 10116 | 12835 | 12406 | 12892 | 12961 | 12808 | 9497 | 12371 | 11369 | 14458 | 12776 | 12670 | 12797 | 11783.25
Ethiopia | Leeks, other alliaceous vegetables | Fruits and Vegetables | Yield | hg/ha | 49719 | 49810 | 49899 | 49984 | 50064 | 50137 | 50000 | 50000 | 50856 | 51553 | 52348 | 53203 | 54089 | 54975 | 55831 | 56628 | 57337 | 58182 | 58182 | 58603 | 60053 | 60884 | 61627 | 62370 | 54430.5833
Ethiopia | Lemons and limes | Fruits and Vegetables | Yield | hg/ha | 61991 | 61285 | 63158 | 63218 | 62980 | 63291 | 15648 | 13514 | 13143 | 11857 | 73726 | 88673 | 84739 | 64602 | 82510 | 92601 | 91275 | 73170 | 41321 | 63793 | 66735 | 54565 | 61698 | 60999 | 59603.8333
Ethiopia | Lettuce and chicory | Fruits and Vegetables | Yield | hg/ha | 75000 | 83689 | 80000 | 72000 | 77442 | 76209 | 70000 | 73333 | 76263 | 76596 | 72201 | 72472 | 84541 | 76923 | 76242 | 61373 | 56079 | 43047 | 34723 | 50875 | 7699 | 6496 | 7273 | 50236 | 60863
Ethiopia | Linseed | Fruits and Vegetables | Yield | hg/ha | 5042 | 6868 | 4928 | 4574 | 3858 | 4336 | 4907 | 5178 | 5404 | 5414 | 6058 | 5853 | 6216 | 11165 | 10698 | 8878 | 9676 | 9545 | 9201 | 10098 | 11428 | 10941 | 10614 | 10639 | 7563.2917
Ethiopia | Mangoes, mangosteens, guavas | Fruits and Vegetables | Yield | hg/ha |  |  |  | 35000 | 38235 | 45455 | 54374 | 62500 | 58880 | 51895 | 101350 | 92129 | 71960 | 72976 | 76037 | 87385 | 90287 | 79182 | 58972 | 60221 | 67226 | 73831 | 74343 | 73024 | 67869.619
Ethiopia | Mustard seed | Fruits and Vegetables | Yield | hg/ha | 6000 | 6079 | 6079 | 6084 | 6095 | 6110 | 6129 | 6151 | 6176 | 6191 | 6197 | 6203 | 6209 | 6215 | 6220 | 6222 | 6222 | 6250 | 6250 | 6236 | 6237 | 6233 | 6235 | 6237 | 6177.5
Ethiopia | Oilseeds nes | Fruits and Vegetables | Yield | hg/ha | 3850 | 3674 | 3769 | 3422 | 3823 | 3983 | 3545 | 3626 | 3418 | 4224 | 5217 | 4794 | 5379 | 5603 | 6147 | 5850 | 6030 | 6996 | 7031 | 8887 | 10054 | 10755 | 6821 | 6866 | 5573.5
Ethiopia | Onions, dry | Fruits and Vegetables | Yield | hg/ha | 102745 | 97674 | 103442 | 104545 | 111111 | 106635 | 114406 | 93638 | 102838 | 120517 | 138535 | 82236 | 99081 | 112046 | 96268 | 107516 | 107670 | 100247 | 90148 | 101328 | 98908 | 97454 | 100719 | 100528 | 103759.7917
Ethiopia | Onions, shallots, green | Fruits and Vegetables | Yield | hg/ha | 100000 | 100000 | 100156 | 100000 | 100551 | 100730 | 100920 | 101141 | 100000 | 102224 | 105210 | 107571 | 109495 | 111484 | 113450 | 115360 | 117193 | 121429 | 118966 | 120791 | 124558 | 126650 | 128598 | 130546 | 110709.2917
Ethiopia | Oranges | Fruits and Vegetables | Yield | hg/ha | 68722 | 68562 | 70171 | 67500 | 66166 | 63519 | 55162 | 51020 | 49791 | 56085 | 183147 | 178274 | 126014 | 120250 | 126269 | 136200 | 135044 | 119193 | 102259 | 95265 | 87928 | 78840 | 92781 | 93905 | 95502.7917
Ethiopia | Papayas | Fruits and Vegetables | Yield | hg/ha |  |  |  | 60714 | 59524 | 60000 | 67438 | 60000 | 55690 | 55597 | 245572 | 264256 | 143078 | 135230 | 142348 | 179745 | 170565 | 140603 | 128042 | 166126 | 158892 | 144443 | 141116 | 148973 | 129902.4762
Ethiopia | Peaches and nectarines | Fruits and Vegetables | Yield | hg/ha | 49351 | 49817 | 50000 | 50000 | 50000 | 50000 | 50000 | 50000 | 50000 | 50000 | 50000 | 51409 | 52381 | 50000 | 48696 | 50093 | 51397 | 53571 | 58000 | 61272 | 53902 | 54367 | 54670 | 54973 | 51829.125
Ethiopia | Pepper (piper spp.) | Fruits and Vegetables | Yield | hg/ha | 4000 | 4000 | 4000 | 4000 | 4000 | 4000 | 4000 | 4000 | 4000 | 4000 | 4000 | 4000 | 4268 | 4369 | 4412 | 4375 | 4429 | 5588 | 6333 | 6094 | 6196 | 6571 | 6287 | 6264 | 4716.0833
Ethiopia | Pineapples | Fruits and Vegetables | Yield | hg/ha |  |  |  |  | 67047 | 67563 | 68079 | 68595 | 69112 | 70890 | 62020 | 50580 | 51609 | 166154 | 350924 | 327752 | 304878 | 250085 | 282102 | 316760 | 350752 | 366156 | 385483 | 367464 | 202200.25
Ethiopia | Rapeseed | Fruits and Vegetables | Yield | hg/ha | 8960 | 17693 | 6862 | 9865 | 8062 | 6823 | 5897 | 11262 | 11503 | 11254 | 8557 | 9740 | 9533 | 13799 | 10650 | 13339 | 16531 | 15950 | 14180 | 17852 | 20232 | 18339 | 17867 | 18634 | 12641
Ethiopia | Safflower seed | Fruits and Vegetables | Yield | hg/ha | 5027 | 4748 | 3775 | 4455 | 7103 | 6083 | 6024 | 6880 | 5952 | 6003 | 7245 | 6718 | 8584 | 8973 | 11932 | 9230 | 10858 | 11634 | 7242 | 11244 | 10079 | 11805 | 11545 | 11626 | 8115.2083
Ethiopia | Spices nes | Fruits and Vegetables | Yield | hg/ha | 4586 | 4719 | 4934 | 4545 | 3889 | 4783 | 6667 | 6662 | 6875 | 7269 | 7093 | 6318 | 7870 | 7662 | 12804 | 12205 | 11584 | 8913 | 9633 | 10421 | 10853 | 11032 | 11276 | 11520 | 8088.0417
Ethiopia | Tangerines, mandarins, clementines, satsumas | Fruits and Vegetables | Yield | hg/ha | 51797 | 51652 | 51267 | 50925 | 50483 | 49927 | 49270 | 48481 | 48571 | 46070 | 44382 | 42621 | 40834 | 38970 | 37317 | 34615 | 34581 | 33333 | 33333 | 32678 | 29120 | 27631 | 26170 | 24710 | 40780.75
Ethiopia | Tomatoes | Fruits and Vegetables | Yield | hg/ha | 124390 | 123810 | 112878 | 123256 | 100404 | 92282 | 52398 | 46673 | 145895 | 123861 | 73949 | 70833 | 70496 | 78276 | 88017 | 104224 | 112649 | 76709 | 54255 | 61082 | 68465 | 45031 | 68450 | 61808 | 86670.4583
59141.7517
Column1 | Column2 | Column3 | Column4 | Column5 | Column6 | Column7 | Column8 | Column9 | Column10 | Column11 | Column12 | Column13 | Column14 | Column15 | Column16 | Column17 | Column18 | Column19 | Column20 | Column21 | Column22 | Column23 | Column24 | Column25 | Column26 | Column27 | Column28 | Column29 | Column30
Ethiopia | Beans, dry | Legumes and Nuts | Yield | hg/ha | 3499 | 10784 | 9249 | 7759 | 6696 | 6724 | 6262 | 4772 | 6471 | 7144 | 8770 | 8457 | 9971 | 10431 | 14872 | 14336 | 11691 | 12620 | 14011 | 15889 | 16670 | 16675 | 16569 | 17042 | 10723.5
Ethiopia | Beans, green | Legumes and Nuts | Yield | hg/ha |  |  |  | 40000 | 41176 | 41111 | 40000 | 40710 | 41176 | 40789 | 40000 | 40732 | 40909 | 40942 | 40984 | 41008 | 41026 | 41333 | 41333 | 41197 | 41195 | 41203 | 41230 | 41257 | 40919.5714
Ethiopia | Broad beans, horse beans, dry | Legumes and Nuts | Yield | hg/ha | 10935 | 10647 | 10677 | 8065 | 9638 | 10743 | 10473 | 12192 | 9795 | 11862 | 11207 | 14008 | 12574 | 13230 | 11929 | 15196 | 15622 | 16444 | 18417 | 18933 | 21071 | 20529 | 20888 | 21284 | 14014.9583
Ethiopia | Chick peas | Legumes and Nuts | Yield | hg/ha | 6960 | 9448 | 9958 | 7624 | 8281 | 8909 | 8293 | 9580 | 8811 | 8994 | 10258 | 10476 | 12689 | 12647 | 13352 | 15492 | 17303 | 17107 | 17836 | 19131 | 20154 | 19687 | 20432 | 21377 | 13116.625
Ethiopia | Groundnuts, with shell | Legumes and Nuts | Yield | hg/ha | 6787 | 6854 | 7056 | 4575 | 5677 | 8804 | 8843 | 8286 | 14642 | 10246 | 10727 | 9628 | 13759 | 11116 | 11165 | 14436 | 16049 | 13800 | 14055 | 16041 | 17085 | 17317 | 17098 | 17535 | 11732.5417
Ethiopia | Lentils | Legumes and Nuts | Yield | hg/ha | 6126 | 4836 | 6682 | 5466 | 5001 | 7867 | 6868 | 6390 | 6731 | 6776 | 7118 | 6785 | 8351 | 8760 | 11682 | 10468 | 11648 | 12246 | 12646 | 13893 | 14662 | 14626 | 14043 | 14094 | 9323.5417
Ethiopia | Nutmeg, mace and cardamoms | Legumes and Nuts | Yield | hg/ha | 3017 | 3081 | 3127 | 3172 | 3217 | 3333 | 3305 | 3329 | 3351 | 3370 | 3386 | 3384 | 3333 | 3333 | 3558 | 3846 | 3846 | 3875 | 3875 | 3837 | 3879 | 3911 | 3944 | 3978 | 3511.9583
Ethiopia | Peas, dry | Legumes and Nuts | Yield | hg/ha | 9132 | 6527 | 8527 | 7124 | 6496 | 7375 | 6784 | 9796 | 7447 | 8361 | 7785 | 8170 | 9476 | 10951 | 10412 | 12600 | 12366 | 12790 | 13792 | 14854 | 16100 | 16381 | 16000 | 16251 | 10645.7083
Ethiopia | Peas, green | Legumes and Nuts | Yield | hg/ha | [5 empty] | 40000 | 45486 | 47199 | 48480 | 49669 | 50825 | 51962 | 53078 | 54169 | 55230 | 56258 | 57247 | 60000 | 60000 | 60898 | 62672 | 63170 | 64192 | 65214 | 55039.4211
Ethiopia | Soybeans | Legumes and Nuts | Yield | hg/ha | 9211 | 9173 | 9187 | 9302 | 9046 | 9184 | 9269 | 9615 | 5842 | 1754 | 2499 | 6032 | 9208 | 10761 | 13909 | 14052 | 18498 | 19982 | 19997 | 20472 | 23464 | 22174 | 20932 | 24500 | 12835.9583
Ethiopia | Treenuts, Total | Legumes and Nuts | Yield | hg/ha | 11356 | 11329 | 11373 | 11413 | 11475 | 11667 | 11538 | 11429 | 11563 | 11463 | 11692 | 11425 | 11372 | 11228 | 11142 | 11058 | 10979 | 10574 | 10574 | 10697 | 10599 | 10413 | 10299 | 10190 | 11118.6667
17543.8592
Column1 | Column2 | Column3 | Column4 | Column5 | Column6 | Column7 | Column8 | Column9 | Column10 | Column11 | Column12 | Column13 | Column14 | Column15 | Column16 | Column17 | Column18 | Column19 | Column20 | Column21 | Column22 | Column23 | Column24 | Column25 | Column26 | Column27 | Column28 | Column29 | Column30
Ethiopia | Potatoes | Roots and Tubers | Yield | hg/ha | 78889 | 78261 | 78261 | 76042 | 76546 | 77000 | 92222 | 104872 | 93349 | 98595 | 72801 | 72801 | 71914 | 79723 | 82015 | 82829 | 79894 | 115213 | 117611 | 136847 | 148256 | 137681 | 137130 | 111029 | 95824.2083
Ethiopia | Roots and tubers nes | Roots and Tubers | Yield | hg/ha | 74419 | 75862 | 76743 | 78015 | 78117 | 78728 | 78171 | 78665 | 78809 | 78431 | 78827 | 78674 | 76826 | 74025 | 72188 | 70149 | 71675 | 72727 | 73239 | 73749 | 69956 | 69068 | 68350 | 67631 | 74710.1667
Ethiopia | Sweet potatoes | Roots and Tubers | Yield | hg/ha | 79695 | 79500 | 80303 | 80000 | 89063 | 100000 | 97097 | 99671 | 105906 | 99416 | 81251 | 72932 | 84430 | 79484 | 84310 | 90131 | 92371 | 84889 | 83460 | 82952 | 85265 | 84054 | 84377 | 84760 | 86888.2083
Ethiopia | Yams | Roots and Tubers | Yield | hg/ha | 69963 | 70835 | 71711 | 72621 | 73213 | 76202 | 77206 | 78472 | 78388 | 79693 | 67473 | 76428 | 75292 | 75450 | 77776 | 80372 | 79414 | 270389 | 279805 | 296789 | 285412 | 300000 | 291667 | 299552 | 137671.7917
98773.5938

## Senegal Crop Yields (3) (hidden)
Area | Item | Group | Element | Unit | Y1995 | Y1996 | Y1997 | Y1998 | Y1999 | Y2000 | Y2001 | Y2002 | Y2003 | Y2004 | Y2005 | Y2006 | Y2007 | Y2008 | Y2009 | Y2010 | Y2011 | Y2012 | Y2013 | Y2014 | Y2015 | Y2016 | Y2017 | Y2018
Senegal | Coconuts | Cash | Yield | hg/ha | 36095 | 35863 | 35631 | 35399 | 35166 | 34934 | 34702 | 34470 | 34238 | 34005 | 33770 | 33536 | 33827 | 33591 | 33983 | 33385 | 31556 | 31556 | 31523 | 31556 | 31499 | 31267 | 31066 | 30864
Senegal | Oil palm fruit | Cash | Yield | hg/ha | 100000 | 100000 | 100000 | 100000 | 100000 | 100000 | 100000 | 100000 | 100000 | 100000 | 100000 | 100000 | 100000 | 107059 | 103333 | 114286 | 114286 | 110909 | 107143 | 107414 | 110482 | 111259 | 111904 | 112549
Senegal | Sugar cane | Cash | Yield | hg/ha | 1090000 | 1092593 | 1093827 | 1095062 | 1097531 | 1075949 | 1151623 | 1131731 | 1118819 | 1168429 | 1167606 | 1160140 | 1161111 | 1161111 | 1161111 | 1148649 | 1142857 | 1125000 | 1141026 | 1143959 | 1141026 | 1151948 | 1150649 | 1148879
Senegal | Tobacco, unmanufactured | Cash | Yield | hg/ha
Senegal | Oilcrops | Cash | Yield | hg/ha | 9811 | 7531 | 7664 | 11018 | 11362 | 9946 | 10066 | 3864 | 9528 | 8587 | 9616 | 8518 | 6348 | 9200 | 9970 | 11021 | 6581 | 10339 | 7866 | 7966 | 9509 | 8467 | 9964 | 9057
Senegal | Oilcrops, Cake Equivalent | Cash | Yield | hg/ha | 3571 | 2729 | 2767 | 3859 | 4202 | 3687 | 3693 | 1426 | 3415 | 3138 | 3553 | 3096 | 2287 | 3370 | 3683 | 4056 | 2388 | 3699 | 2848 | 2895
Senegal | Oilcrops, Oil Equivalent | Cash | Yield | hg/ha | 2811 | 2117 | 2100 | 3033 | 3327 | 2919 | 2912 | 1101 | 2588 | 2454 | 2772 | 2399 | 1755 | 2665 | 2948 | 3254 | 1964 | 3006 | 2322 | 2387
Column1 | Column2 | Column3 | Column4 | Column5 | Column6 | Column7 | Column8 | Column9 | Column10 | Column11 | Column12 | Column13 | Column14 | Column15 | Column16 | Column17 | Column18 | Column19 | Column20 | Column21 | Column22 | Column23 | Column24 | Column25 | Column26 | Column27 | Column28 | Column29 | Column30
Senegal | Fonio | Cereal | Yield | hg/ha | 5698 | 5459 | 4648 | 4948 | 6832 | 5000 | 5582 | 4783 | 4830 | 4443 | 5758 | 6131 | 5383 | 6512 | 7441 | 8332 | 7087 | 8335 | 6083 | 6631 | 7260 | 7351 | 7325 | 7427 | 6219.9583
Senegal | Maize | Cereal | Yield | hg/ha | 10881 | 10438 | 12911 | 8255 | 9388 | 11114 | 12279 | 7434 | 22834 | 27194 | 27961 | 13919 | 11008 | 18351 | 16300 | 15384 | 11331 | 15465 | 14428 | 12212 | 15253 | 16313 | 15113 | 14704 | 14602.9167
Senegal | Millet | Cereal | Yield | hg/ha | 7641 | 6189 | 5193 | 5590 | 6700 | 7127 | 6949 | 5061 | 7329 | 4713 | 7600 | 6606 | 4642 | 7675 | 7703 | 7872 | 6165 | 8106 | 6833 | 5712 | 8133 | 7099 | 7004 | 7018 | 6694.1667
Senegal | Rice, paddy | Cereal | Yield | hg/ha | 22497 | 20157 | 23254 | 27204 | 28000 | 23454 | 23729 | 22676 | 26397 | 24758 | 28542 | 22401 | 24078 | 32572 | 36022 | 41033 | 37171 | 39892 | 40181 | 41417 | 38194 | 39034 | 42461 | 43806 | 31205.4167
Senegal | Sorghum | Cereal | Yield | hg/ha | 8579 | 8948 | 7658 | 5927 | 6405 | 8691 | 8565 | 5854 | 9108 | 7754 | 9652 | 7607 | 6459 | 10089 | 9357 | 9331 | 6389 | 9602 | 8458 | 8182 | 9390 | 8667 | 8566 | 8602 | 8243.3333
13393.1583
Column1 | Column2 | Column3 | Column4 | Column5 | Column6 | Column7 | Column8 | Column9 | Column10 | Column11 | Column12 | Column13 | Column14 | Column15 | Column16 | Column17 | Column18 | Column19 | Column20 | Column21 | Column22 | Column23 | Column24 | Column25 | Column26 | Column27 | Column28 | Column29 | Column30
Senegal | Chillies and peppers, dry | Fruits and Vegetables | Yield | hg/ha | 73670 | 73758 | 73846 | 74125 | 66873 | 60000 | 88476 | 88476 | 80126 | 54973 | 80083 | 80110 | 62500 | 65658 | 81398 | 76650 | 72511 | 72568 | 72448 | 73111 | 73295 | 73363 | 73355 | 73346 | 73529.9583
Senegal | Mangoes, mangosteens, guavas | Fruits and Vegetables | Yield | hg/ha | 67676 | 69893 | 71653 | 69091 | 68478 | 69524 | 69263 | 69893 | 77605 | 69494 | 68234 | 61638 | 67857 | 62500 | 66366 | 67008 | 67000 | 67038 | 67077 | 67194 | 66945 | 66756 | 66646 | 66537 | 67973.5833
Senegal | Melonseed | Fruits and Vegetables | Yield | hg/ha | 2389 | 2359 | 2329 | 2298 | 2268 | 2327 | 2292 | 2308 | 2281 | 2260 | 2231 | 2194 | 2420 | 2057 | 1959 | 1857 | 1756 | 1455 | 1473 | 1596 | 1611 | 1541 | 1492 | 1443 | 2008.1667
Senegal | Oranges | Fruits and Vegetables | Yield | hg/ha | 70000 | 91573 | 85714 | 75693 | 74742 | 75902 | 79386 | 76454 | 82125 | 60875 | 88750 | 64548 | 66667 | 73052 | 73898 | 73043 | 72877 | 72711 | 72545 | 74179 | 74157 | 73481 | 73403 | 73326 | 74962.5417
Senegal | Seed cotton | Fruits and Vegetables | Yield | hg/ha | 8957 | 7633 | 7399 | 2572 | 6917 | 9167 | 10869 | 11057 | 11907 | 9107 | 11770 | 11887 | 10459 | 11936 | 9713 | 9441 | 9521 | 9571 | 8933 | 10602 | 10133 | 12000 | 11579 | 11153 | 9761.7917
Senegal | Sesame seed | Fruits and Vegetables | Yield | hg/ha | 3625 | 4040 | 4515 | 4252 | 5439 | 4087 | 4575 | 3385 | 7206 | 5560 | 6074 | 5516 | 3012 | 4250 | 3957 | 4157 | 4406 | 4674 | 4969 | 4056 | 5058 | 5714 | 5909 | 5167 | 4733.4583
Senegal | Tomatoes | Fruits and Vegetables | Yield | hg/ha | 46670 | 56322 | 41320 | 41327 | 41006 | 42383 | 56912 | 22098 | 46628 | 36104 | 40444 | 45937 | 43077 | 42372 | 42616 | 42686 | 42827 | 42968 | 43109 | 42787 | 42817 | 42811 | 42885 | 42959 | 42961.0417
39418.6488
Column1 | Column2 | Column3 | Column4 | Column5 | Column6 | Column7 | Column8 | Column9 | Column10 | Column11 | Column12 | Column13 | Column14 | Column15 | Column16 | Column17 | Column18 | Column19 | Column20 | Column21 | Column22 | Column23 | Column24 | Column25 | Column26 | Column27 | Column28 | Column29 | Column30
Senegal | Cashew nuts, with shell | Legumes and Nuts | Yield | hg/ha | 2475 | 2632 | 2669 | 2800 | 2727 | 2800 | 2667 | 9813 | 2931 | 2993 | 3052 | 3102 | 3086 | 3117 | 3374 | 3659 | 3939 | 3912 | 3759 | 3779 | 3900 | 3972 | 4048 | 4110 | 3554.8333
Senegal | Cow peas, dry | Legumes and Nuts | Yield | hg/ha | 4299 | 2327 | 3765 | 3293 | 4000 | 3229 | 3498 | 46966 | 2385 | 14637 | 4185 | 7736 | 3543 | 4646 | 4014 | 3811 | 2974 | 4258 | 3305 | 4185 | 3697 | 3684 | 3732 | 3767 | 6080.6667
Senegal | Groundnuts, with shell | Legumes and Nuts | Yield | hg/ha | 9397 | 7027 | 19913 | 10425 | 11062 | 9691 | 9640 | 3204 | 8397 | 8064 | 9107 | 7749 | 5455 | 8738 | 9750 | 10764 | 9093 | 9769 | 7390 | 7618 | 9249 | 8170 | 9734 | 8786 | 9091.3333
Senegal | Treenuts, Total | Legumes and Nuts | Yield | hg/ha | 3708 | 4105 | 3605 | 3438 | 3037 | 3461 | 3749 | 3827 | 3892 | 3933 | 3997 | 4058 | 4153 | 4212 | 4570 | 4947 | 5263 | 5205 | 4936 | 4883 | 5182 | 4973 | 5270 | 5350 | 4323.0833
5762.4792
Column1 | Column2 | Column3 | Column4 | Column5 | Column6 | Column7 | Column8 | Column9 | Column10 | Column11 | Column12 | Column13 | Column14 | Column15 | Column16 | Column17 | Column18 | Column19 | Column20 | Column21 | Column22 | Column23 | Column24 | Column25 | Column26 | Column27 | Column28 | Column29 | Column30
Senegal | Cassava | Roots and Tubers | Yield | hg/ha | 31801 | 26397 | 23356 | 49527 | 51000 | 48883 | 49613 | 49963 | 50393 | 67374 | 108083 | 61673 | 50338 | 81345 | 81909 | 71902 | 74922 | 80283 | 69978 | 81945 | 50128 | 76442 | 97666 | 95930 | 63785.4583
Senegal | Potatoes | Roots and Tubers | Yield | hg/ha | 213833 | 200000 | 187500 | 162731 | 157460 | 111628 | 157460 | 258305 | 129218 | 149835 | 136536 | 200382 | 200000 | 113000 | 200000 | 200000 | 215517 | 267857 | 223395 | 210059 | 220443 | 228625 | 232754 | 236882 | 192225.8333
Senegal | Sweet potatoes | Roots and Tubers | Yield | hg/ha | 69468 | 56359 | 41773 | 73174 | 87476 | 100092 | 107470 | 107470 | 253494 | 250094 | 250081 | 250252 | 253333 | 250000 | 400000 | 333333 | 263979 | 287275 | 349824 | 380568 | 383690 | 381269 | 392669 | 404068 | 238633.7917
164881.6944

## Togo Crop Yields (4) (hidden)
Area | Item | Group | Element | Unit | Y1990 | Y1991 | Y1992 | Y1993 | Y1994 | Y1995 | Y1996 | Y1997 | Y1998 | Y1999 | Y2000 | Y2001 | Y2002 | Y2003 | Y2004 | Y2005 | Y2006 | Y2007 | Y2008 | Y2009 | Y2010 | Y2011 | Y2012 | Y2013 | Y2014 | Y2015 | Y2016 | Y2017 | Y2018 | Column1
Togo | Cocoa, beans | Cash | Yield | hg/ha | 2004 | 1464 | 2000 | 2250 | 2619 | 2804 | 3061 | 3867 | 4357 | 3271 | 3936 | 4252 | 4167 | 2684 | 6200 | 6625 | 7019 | 6852 | 7603 | 7600 | 7782 | 7974 | 8195 | 8462 | 8789 | 9040 | 9091 | 9319 | 9547 | 5614.9655
Togo | Coconuts | Cash | Yield | hg/ha | 42196 | 33719 | 33793 | 33866 | 33940 | 34014 | 34087 | 34161 | 34235 | 34308 | 34382 | 34831 | 34844 | 34524 | 34857 | 34869 | 34865 | 34884 | 35352 | 36629 | 38472 | 33973 | 29467 | 28956 | 29018 | 32503 | 32074 | 31867 | 31661 | 34011.9655
Togo | Coffee, green | Cash | Yield | hg/ha | 6095 | 6553 | 1575 | 3075 | 2356 | 2506 | 3089 | 3053 | 3058 | 3106 | 3108 | 3073 | 3038 | 2750 | 3100 | 2571 | 2618 | 2768 | 3099 | 3900 | 3369 | 3091 | 3206 | 3221 | 3090 | 3084 | 3149 | 3161 | 3173 | 3208.1034
Togo | Oil palm fruit | Cash | Yield | hg/ha | 88889 | 88889 | 88889 | 88889 | 88889 | 87742 | 87273 | 88462 | 88462 | 85185 | 85185 | 85185 | 85185 | 85185 | 85185 | 85185 | 85106 | 85106 | 84967 | 84923 | 84928 | 85882 | 85714 | 86471 | 86417 | 85446 | 85566 | 85549 | 85533 | 86354.7241
Togo | Seed cotton | Cash | Yield | hg/ha | 12450 | 11908 | 12488 | 12400 | 13868 | 10591 | 13556 | 9726 | 8890 | 8718 | 8306 | 11223 | 11662 | 8876 | 8650 | 7872 | 5332 | 6507 | 6202 | 6559 | 7129 | 8381 | 6616 | 7785 | 8154 | 7215 | 8697 | 7544 | 7071 | 9116.4138
Togo | Tobacco, unmanufactured | Cash | Yield | hg/ha | 5080 | 4174 | 4184 | 4218 | 4278 | 4337 | 4412 | 4466 | 4500 | 4500 | 4500 | 4500 | 4500 | 4500 | 4513 | 4521 | 4526 | 4512 | 4519 | 4494 | 4444 | 4395 | 4364 | 4372 | 4428 | 4431 | 4401 | 4395 | 4389 | 4443.2069
Togo | Oilcrops | Cash | Yield | hg/ha | 18723 | 20505 | 23682 | 14765 | 13539 | 16650 | 13886 | 23671 | 22884 | 19805 | 21417 | 24244 | 28305 | 24539 | 25079 | 20331 | 19679 | 19274 | 16324 | 16281 | 17378 | 20675 | 19311 | 20774 | 23544 | 21745 | 25293 | 26392 | 26620 | 20872.931
Togo | Oilcrops, Cake Equivalent | Cash | Yield | hg/ha | 3132 | 2819 | 3322 | 2743 | 2748 | 2774 | 2744 | 2622 | 2419 | 2398 | 2561 | 3015 | 3185 | 2821 | 2634 | 3195 | 3084 | 3139 | 3288 | 3508 | 3469 | 3435 | 2836 | 3256 | 3339 |  |  |  |  | 2979.44
Togo | Oilcrops, Oil Equivalent | Cash | Yield | hg/ha | 2231 | 2067 | 2551 | 2163 | 1928 | 2041 | 1930 | 1650 | 1497 | 1708 | 1779 | 1995 | 2035 | 1822 | 1723 | 2587 | 2749 | 2757 | 3110 | 3343 | 3126 | 2751 | 2384 | 2698 | 2529 |  |  |  |  | 2286.16
18765.3234
Column1 | Column2 | Column3 | Column4 | Column5 | Column6 | Column7 | Column8 | Column9 | Column10 | Column11 | Column12 | Column13 | Column14 | Column15 | Column16 | Column17 | Column18 | Column19 | Column20 | Column21 | Column22 | Column23 | Column24 | Column25 | Column26 | Column27 | Column28 | Column29 | Column30 | Column31 | Column32 | Column33 | Column34 | Column35
Togo | Maize | Cereal | Yield | hg/ha | 9653 | 9060 | 10140 | 11599 | 9306 | 8553 | 9404 | 10676 | 8673 | 11979 | 12020 | 13071 | 12652 | 12728 | 10920 | 11577 | 11551 | 11664 | 11922 | 12559 | 11937 | 12453 | 11914 | 9244 | 11959 | 13895 | 12235 | 12308 | 12396 | 11312
Togo | Millet | Cereal | Yield | hg/ha | 4063 | 3746 | 5561 | 5029 | 3747 | 6724 | 4725 | 5212 | 4525 | 4650 | 4696 | 6154 | 6791 | 6964 | 7127 | 8209 | 6643 | 6951 | 6579 | 6877 | 6949 | 6865 | 4861 | 12755 | 6247 | 7988 | 6289 | 5931 | 5913 | 6164.5172
Togo | Rice, paddy | Cereal | Yield | hg/ha | 13098 | 15665 | 18509 | 11975 | 9498 | 12221 | 13320 | 26977 | 20441 | 21254 | 19223 | 19324 | 21627 | 21700 | 21228 | 22090 | 24830 | 22836 | 23441 | 26540 | 23228 | 25101 | 16724 | 28233 | 17633 | 17273 | 16536 | 16650 | 16760 | 19446.0345
Togo | Sorghum | Cereal | Yield | hg/ha | 6229 | 7378 | 7757 | 6442 | 5383 | 8652 | 6263 | 7338 | 6697 | 8019 | 8485 | 8889 | 8658 | 8775 | 10137 | 9822 | 10265 | 9764 | 9916 | 10981 | 10943 | 11012 | 8635 | 9444 | 9501 | 8905 | 8600 | 8752 | 8695 | 8632.3103
11388.7155
Column1 | Column2 | Column3 | Column4 | Column5 | Column6 | Column7 | Column8 | Column9 | Column10 | Column11 | Column12 | Column13 | Column14 | Column15 | Column16 | Column17 | Column18 | Column19 | Column20 | Column21 | Column22 | Column23 | Column24 | Column25 | Column26 | Column27 | Column28 | Column29 | Column30 | Column31 | Column32 | Column33 | Column34 | Column35
Togo | Bananas | Fruits and Vegetables | Yield | hg/ha | 102130 | 95590 | 96523 | 97455 | 98388 | 99321 | 100254 | 101186 | 102119 | 103052 | 103715 | 104811 | 105882 | 106255 | 106959 | 107748 | 108556 | 109386 | 108333 | 113185 | 116667 | 118890 | 124324 | 120520 | 120768 | 123561 | 125200 | 126548 | 127896 | 109490.4138
Togo | Cabbages and other brassicas | Fruits and Vegetables | Yield | hg/ha |  |  |  | 150000 | 160000 | 154571 | 153802 | 152673 | 151301 | 148297 | 146618 | 145119 | 143594 | 140150 | 140920 | 139285 | 137500 | 140000 | 133005 | 128581 | 123727 | 116667 | 111538 | 110143 | 108015 | 106619 | 102462 | 99101 | 95740 | 132285.6923
Togo | Chillies and peppers, dry | Fruits and Vegetables | Yield | hg/ha | 3645 | 3541 | 3568 | 3595 | 3622 | 3649 | 3676 | 3703 | 3730 | 3718 | 3656 | 3571 | 3760 | 3823 | 3881 | 3990 | 3991 | 4167 | 4000 | 4200 | 3797 | 4060 | 4211 | 4207 | 4170 | 4184 | 4198 | 4217 | 4236 | 3888.4828
Togo | Oranges | Fruits and Vegetables | Yield | hg/ha | 45200 | 44470 | 44541 | 44612 | 44682 | 44753 | 44824 | 44895 | 44966 | 45037 | 45108 | 45179 | 45250 | 45321 | 45400 | 45019 | 44643 | 45683 | 46552 | 46667 | 46036 | 45917 | 45313 | 45826 | 46082 | 46058 | 46081 | 46131 | 46182 | 45394.069
Togo | Pineapples | Fruits and Vegetables | Yield | hg/ha | 81667 | 78928 | 79325 | 80000 | 78885 | 78652 | 78436 | 76923 | 78221 | 78243 | 78380 | 77419 | 78905 | 79293 | 79683 | 81081 | 80143 | 80172 | 81081 | 81282 | 80000 | 80952 | 79545 | 79819 | 80084 | 80134 | 80087 | 80090 | 80094 | 79569.7931
Togo | Sesame seed | Fruits and Vegetables | Yield | hg/ha | 3225 | 2625 | 2643 | 2660 | 2653 | 2649 | 2690 | 2727 | 2800 | 2766 | 2797 | 2800 | 2814 | 2834 | 2823 | 2745 | 2600 | 2745 | 2901 | 2972 | 3026 | 3075 | 3333 | 3333 | 3219 | 3228 | 3273 | 3302 | 3331 | 2916.8621
Togo | Tomatoes | Fruits and Vegetables | Yield | hg/ha | 41948 | 38954 | 39146 | 39060 | 35678 | 36408 | 40067 | 40000 | 39846 | 40000 | 40462 | 40870 | 41501 | 41994 | 42498 | 43066 | 44444 | 43834 | 45000 | 43536 | 42857 | 42275 | 40714 | 41466 | 42228 | 42010 | 41717 | 41678 | 41639 | 41203.3103
59249.8033
Column1 | Column2 | Column3 | Column4 | Column5 | Column6 | Column7 | Column8 | Column9 | Column10 | Column11 | Column12 | Column13 | Column14 | Column15 | Column16 | Column17 | Column18 | Column19 | Column20 | Column21 | Column22 | Column23 | Column24 | Column25 | Column26 | Column27 | Column28 | Column29 | Column30 | Column31 | Column32 | Column33 | Column34 | Column35
Togo | Bambara beans | Legumes and Nuts | Yield | hg/ha |  | 5604 | 6661 | 5180 | 3518 | 3611 | 7920 | 7690 | 6017 | 7305 | 8108 | 6595 | 7532 | 6975 | 5868 | 6984 | 9926 | 10042 | 33762 | 11212 | 9526 | 10064 | 3243 | 2929 | 9013 | 8568 | 7500 | 7571 | 8758 | 8131.5
Togo | Beans, dry | Legumes and Nuts | Yield | hg/ha | 1716 | 1928 | 2433 | 2141 | 3231 | 2246 | 2464 | 2761 | 2177 | 3353 | 2894 | 3056 | 2771 | 2978 | 3104 | 3942 | 2785 | 3505 | 3522 | 3552 | 3617 | 3691 | 5058 | 2971 | 4604 | 4907 | 4642 | 5394 | 5480 | 3342.1724
Togo | Cashew nuts, with shell | Legumes and Nuts | Yield | hg/ha | 9031 | 8900 | 8867 | 9089 | 8833 | 8824 | 8821 | 9412 | 10000 | 11538 | 10408 | 9000 | 9200 | 10000 | 13750 | 14477 | 15556 | 14000 | 14000 | 14000 | 14000 | 14255 | 14316 | 14462 | 14626 | 14815 | 14667 | 14734 | 14801 | 12013.1724
Togo | Chick peas | Legumes and Nuts | Yield | hg/ha | [19 empty] | 6818 | 7143 | 7143 | 7222 | 7333 | 7380 | 7469 | 7517 | 7593 | 7669 | 7328.7
Togo | Groundnuts, with shell | Legumes and Nuts | Yield | hg/ha | 4654 | 5502 | 7806 | 4720 | 3783 | 4897 | 5033 | 5863 | 4458 | 5729 | 4820 | 6500 | 6897 | 6041 | 5882 | 6247 | 7546 | 6410 | 6332 | 6578 | 6678 | 6887 | 6431 | 6397 | 6653 | 6659 | 7001 | 7371 | 7395 | 6109.3103
Togo | Karite nuts (sheanuts) | Legumes and Nuts | Yield | hg/ha | 25584 | 25000 | 25000 | 25000 | 25000 | 25059 | 25040 | 25000 | 25000 | 25939 | 26464 | 27510 | 28188 | 28561 | 29189 | 30000 | 30000 | 34286 | 33752 | 34063 | 35047 | 35000 | 36923 | 38788 | 39543 | 39870 | 40975 | 41938 | 42901 | 31193.7931
Togo | Nutmeg, mace and cardamoms | Legumes and Nuts | Yield | hg/ha |  |  | 2857 | 2500 | 2857 | 3052 | 3238 | 3333 | 4000 | 5200 | 6667 | 6730 | 7110 | 6796 | 6491 | 6939 | 7143 | 8571 | 8571 | 8422 | 8571 | 8636 | 8421 | 8843 | 9196 | 9529 | 9542 | 9702 | 9862 | 6769.5926
Togo | Soybeans | Legumes and Nuts | Yield | hg/ha | [14 empty] | 4200 | 4231 | 4091 | 4167 | 4348 | 4000 | 4000 | 4074 | 4286 | 5000 | 4724 | 4390 | 4378 | 4392 | 4405 | 4312.4
Togo | Treenuts, Total | Legumes and Nuts | Yield | hg/ha | 9031 | 8900 | 8867 | 9089 | 8833 | 8824 | 8821 | 9412 | 10000 | 11538 | 10408 | 9000 | 9200 | 10000 | 13750 | 14477 | 15556 | 14000 | 14000 | 14000 | 14000 | 14255 | 14316 | 14462 | 14626 | 14815 | 14667 | 14734 | 14801 | 12013.1724
10134.8681
Column1 | Column2 | Column3 | Column4 | Column5 | Column6 | Column7 | Column8 | Column9 | Column10 | Column11 | Column12 | Column13 | Column14 | Column15 | Column16 | Column17 | Column18 | Column19 | Column20 | Column21 | Column22 | Column23 | Column24 | Column25 | Column26 | Column27 | Column28 | Column29 | Column30 | Column31 | Column32 | Column33 | Column34 | Column35
Togo | Cassava | Roots and Tubers | Yield | hg/ha | 76875 | 77872 | 68864 | 68565 | 58795 | 59168 | 56909 | 62338 | 60595 | 60593 | 56535 | 62332 | 57004 | 58586 | 58369 | 59768 | 56183 | 61007 | 60518 | 62447 | 61679 | 65603 | 40837 | 35172 | 40805 | 39169 | 37995 | 39011 | 39808 | 56669.0345
Togo | Sweet potatoes | Roots and Tubers | Yield | hg/ha | 52347 | 44154 | 40942 | 39256 | 55363 | 57662 | 16660 | 64632 | 44098 | 45634 | 16750 | 7389 | 36466 | 17506 | 6830 | 30252 | 74020 | 87500 | 66817 | 66817 | 78823 | 79264 | 33351 | 21958 | 31149 | 35524 | 33419 | 34446 | 36629 | 43298.5517
Togo | Taro (cocoyam) | Roots and Tubers | Yield | hg/ha | 17017 | 24189 | 16981 | 23079 | 21712 | 20547 | 10791 | 11515 | 11388 | 15827 | 10150 | 11229 | 15726 | 9058 | 9773 | 12267 | 11606 | 12917 | 11999 | 11707 | 11690 | 11672 | 27025 | 15071 | 28487 | 13190 | 13691 | 13231 | 13371 | 15065.7241
Togo | Yams | Roots and Tubers | Yield | hg/ha | 90677 | 90282 | 83257 | 103394 | 98169 | 85835 | 87220 | 109866 | 99128 | 109226 | 109974 | 113781 | 106330 | 106088 | 109689 | 101513 | 103087 | 105737 | 103265 | 101826 | 99328 | 102175 | 81334 | 98333 | 78111 | 90271 | 89385 | 91188 | 91503 | 97930.069
53240.8448

## Assump&Est_Ethiopia (hidden)
Luminants. | Livestock headcount |  | 0.1% of headcount for biodigestion
Cattle | 58663441 |  | 58663.441
Sheep & Goats | 50548441 |  | 50548.441
Pigs/Swine |  |  | 0
Poultry/Chicken | 47160499 |  | 47160.499
Feedstock Basis B. Human, Fish, Food and Agrowaste (tonnes/yr)
Fish/aquaculture
Agro-residues
foodwaste
human waste/sewage
Biomethane yield and suitability for anaerobic digestion
Feedstock | Average Discharge (tonne/yr) | Yield of Biogas (m3/tonne TS) | Annual Biogas Generation (m3/yr)
Cattle manure | 3.65 | 42.3 | 9057341.9732
Sheep & Goat manure | 1.825 | 108 | 9963097.7211
Pigs/Swine | 1.825 | 47.35 | 0
Poultry/Chicken | 0.0365 | 90 | 154922.2392
Fish/aquaculture | 0.0365 | 90 | 0
agro/food waste | 0 | 191.2 | 0
human waste/sewage | 0.1825 | 64
Total (m3/yr) |  |  | 19175361.9335
Volume of Digester (m3) |  |  | 10102.9304

## Assump&Est_Togo
Luminants. | Head count |  | 10% livestock headcount for Togo
Cattle | 98537 |  | 9853.7
Sheep & Goats | 705914 |  | 70591.4
Pigs/Swine | 161554 |  | 16155.4
Poultry/Chicken | 3347182 |  | 334718.2
Feedstock Basis B. Human, Fish, Food and Agrowaste (tonnes/yr)
Fish/aquaculture
Agro-residues
foodwaste
human waste/sewage
Biomethane yield and suitability for anaerobic digestion
Feedstock | Average Discharge (tonne/yr) | Yield of Biogas (m3/tonne TS) | Annual Biogas Generation (m3/yr)
Cattle manure | 3.65 | 42.3 | 1521362.0115
Sheep & Goat manure | 1.825 | 108 | 13913564.94
Pigs/Swine | 1.825 | 47.35 | 1396048.6968
Poultry/Chicken | 0.0365 | 90 | 1099549.287
Fish/aquaculture | 0.0365 | 90 | 0
agro/foodwaste | 0 | 191.2 | 0
human waste/sewage | 0.1825 | 64
Total (m3/yr) |  |  | 17930524.9353
Volume of Digester (m3) |  |  | 9447.0627

## Assump&Est_Senegal
Livestock headcount
Luminants. | Livestock Headcount (2019) |  | 2.5% of headcount for biodigestion
Cattle | 668440 |  | 16711
Sheep & Goats | 1327800 |  | 33195
Pigs/Swine | 200370 |  | 5009.25
Poultry/Chicken | 4251903 |  | 106297.575
Feedstock Basis B. Human, Fish, Food and Agrowaste (tonnes/yr)
Fish/aquaculture
Agro-residues
foodwaste | 0
human waste/sewage
Biomethane yield and suitability for anaerobic digestion
Feedstock | Average Discharge (tonne/yr) | Yield of Biogas (m3/tonne TS) | Annual Biogas Generation (m3/yr)
Cattle manure | 3.65 | 42.3 | 2580094.845
Sheep & Goat manure | 1.825 | 108 | 6542734.5
Pigs/Swine | 1.825 | 47.35 | 432868.0772
Poultry/Chicken | 0.0365 | 90 | 349187.5339
Fish/aquaculture | 0.0365 | 90 | 0
agrowaste | 0 | 191.2 | 0
human waste/sewage | 0.1825 | 64
Total (m3/yr) |  |  | 9904884.9561
Volume of Digester (m3) |  |  | 5218.5906

## Assump&Est_Guinea
Luminants. | Livestock Headcount |  | 2% of livestock headcount for biodigestion
Cattle | 3306000 |  | 66120
Sheep & Goats | 2168000 |  | 43360
Pigs/Swine | 7068 |  | 141.36
Poultry/Chicken | 670098.5 |  | 13401.97
Feedstock Basis B. Human, Fish, Food and Agrowaste (tonnes/yr)
Fish/aquaculture
Agro-residues
foodwaste
human waste/sewage
Biomethane yield and suitability for anaerobic digestion
Feedstock | Average Discharge (tonne/yr) | Yield of Biogas (m3/tonne TS) | Annual Biogas Generation (m3/yr)
Cattle manure | 3.65 | 42.3 | 10208597.4
Sheep & Goat manure | 1.825 | 108 | 8546256
Pigs/Swine | 1.825 | 47.35 | 12215.4477
Poultry/Chicken | 0.0365 | 90 | 44025.4714
Fish/aquaculture | 0.0365 | 90
agrowaste | 0 | 191.2
human waste/sewage | 0.1825 | 64
Total (m3/yr) |  |  | 18811094.3192
Volume of Digester (m3) |  |  | 9911.0086

## FAOSTAT_data_10-2-2019 (8)_Catt
Domain | Area | Element | Item | Year | Unit | Value | tonnes | SAPZ | Flag Description
Livestock Manure | Ethiopia | Amount excreted in manure (N content) | Cattle, dairy | 2017 | kg | 716677500 | 716677.5 | 501674.25 | Calculated data
Livestock Manure | Ethiopia | Amount excreted in manure (N content) | Cattle, non-dairy | 2017 | kg | 1950356785.47 | 1950356.79 | 1365249.75 | Calculated data | 2667034285.47
Livestock Manure | Ethiopia | Amount excreted in manure (N content) | Chickens, broilers | 2017 | kg | 17521596.27 | 17521.6 | 12265.12 | Calculated data
Livestock Manure | Ethiopia | Amount excreted in manure (N content) | Chickens, layers | 2017 | kg | 5926140 | 5926.14 | 4148.3 | Calculated data
Livestock Manure | Ethiopia | Amount excreted in manure (N content) | Goats | 2017 | kg | 460836809.07 | 460836.81 | 322585.77 | Calculated data
Livestock Manure | Ethiopia | Amount excreted in manure (N content) | Sheep | 2017 | kg | 380684168.54 | 380684.17 | 266478.92 | Calculated data
Livestock Manure | Ethiopia | Amount excreted in manure (N content) | Swine, breeding | 2017 | kg | 19887.1 | 19.89 | 13.92 | Calculated data
Livestock Manure | Ethiopia | Amount excreted in manure (N content) | Swine, market | 2017 | kg | 510901.58 | 510.9 | 357.63 | Calculated data
Livestock Manure | Guinea | Amount excreted in manure (N content) | Cattle, dairy | 2017 | kg | 43362000 | 43362 | 6504.3 | Calculated data
Livestock Manure | Guinea | Amount excreted in manure (N content) | Cattle, non-dairy | 2017 | kg | 254136312.08 | 254136.31 | 38120.45 | Calculated data
Livestock Manure | Guinea | Amount excreted in manure (N content) | Chickens, broilers | 2017 | kg | 8889701.07 | 8889.7 | 1333.46 | Calculated data
Livestock Manure | Guinea | Amount excreted in manure (N content) | Chickens, layers | 2017 | kg | 3738855.6 | 3738.86 | 560.83 | Calculated data
Livestock Manure | Guinea | Amount excreted in manure (N content) | Goats | 2017 | kg | 43804380 | 43804.38 | 6570.66 | Calculated data
Livestock Manure | Guinea | Amount excreted in manure (N content) | Sheep | 2017 | kg | 30156789.99 | 30156.79 | 4523.52 | Calculated data
Livestock Manure | Guinea | Amount excreted in manure (N content) | Swine, breeding | 2017 | kg | 74776.16 | 74.78 | 11.22 | Calculated data
Livestock Manure | Guinea | Amount excreted in manure (N content) | Swine, market | 2017 | kg | 1921083.65 | 1921.08 | 288.16 | Calculated data
Livestock Manure | Senegal | Amount excreted in manure (N content) | Cattle, dairy | 2017 | kg | 38972259.98 | 38972.26 |  | Calculated data | 155405.79
Livestock Manure | Senegal | Amount excreted in manure (N content) | Cattle, non-dairy | 2017 | kg | 116433527.09 | 116433.53 |  | Calculated data
Livestock Manure | Senegal | Amount excreted in manure (N content) | Chickens, broilers | 2017 | kg | 18772412.55 | 18772.41 |  | Calculated data
Livestock Manure | Senegal | Amount excreted in manure (N content) | Chickens, layers | 2017 | kg | 4309920 | 4309.92 |  | Calculated data
Livestock Manure | Senegal | Amount excreted in manure (N content) | Goats | 2017 | kg | 85854289.57 | 85854.29 |  | Calculated data
Livestock Manure | Senegal | Amount excreted in manure (N content) | Sheep | 2017 | kg | 72177795.96 | 72177.8 |  | Calculated data
Livestock Manure | Senegal | Amount excreted in manure (N content) | Swine, breeding | 2017 | kg | 234255.18 | 234.26 |  | Calculated data
Livestock Manure | Senegal | Amount excreted in manure (N content) | Swine, market | 2017 | kg | 6018244.45 | 6018.24 |  | Calculated data
Livestock Manure | Togo | Amount excreted in manure (N content) | Cattle, dairy | 2017 | kg | 3988641.53 | 3988.64 | 2991.48 | Calculated data
Livestock Manure | Togo | Amount excreted in manure (N content) | Cattle, non-dairy | 2017 | kg | 14957389.79 | 14957.39 | 11218.04 | Calculated data
Livestock Manure | Togo | Amount excreted in manure (N content) | Chickens, broilers | 2017 | kg | 10047234.49 | 10047.23 | 7535.43 | Calculated data
Livestock Manure | Togo | Amount excreted in manure (N content) | Chickens, layers | 2017 | kg | 1346850 | 1346.85 | 1010.14 | Calculated data
Livestock Manure | Togo | Amount excreted in manure (N content) | Goats | 2017 | kg | 42675487.12 | 42675.49 | 32006.62 | Calculated data
Livestock Manure | Togo | Amount excreted in manure (N content) | Sheep | 2017 | kg | 27910556.53 | 27910.56 | 20932.92 | Calculated data
Livestock Manure | Togo | Amount excreted in manure (N content) | Swine, breeding | 2017 | kg | 275496.45 | 275.5 | 206.62 | Calculated data
Livestock Manure | Togo | Amount excreted in manure (N content) | Swine, market | 2017 | kg | 7077770.35 | 7077.77 | 5308.33 | Calculated data

## Updated livestock Data- 2022
Country - Senegal | Cattle | Sheep and Goat | Pig/ Swine | Poultry/ Chicken | Fish/ aquaculture (tons) | Agrowaste | Human waste | Source of information
South Agropole - 2020 data from 2019 | 668440 | 1327800 | 200370 | 4251903 | 73893 |  |  | http://www.ansd.sn/ressources/publications/12-SES-2017-2018_Peche-aquaculture.pdf http://www.ansd.sn/ressources/ses/SES-Ziguinchor-2019.pdf
http://www.ansd.sn/ressources/ses/SES-Sedhiou-2019.pdf
| 2439806000 | [6 empty] | http://www.ansd.sn/ressources/ses/SES-Kolda-2019.pdf
No of Menages
[9 empty] | Boke | 112114
Country data Guinee 2019 | Cattle | Sheep and Goat | Pig/ Swine | Poultry/ Chicken | Fish/ aquaculture | Agrowaste | Human waste | Source of information | Kankan | 151106 | Boke | No de volaille | % de menages | No tetes | Total
Boke | 1549000 | 1214000 | 3410 | 400246.98 | 51699 |  |  | https://www.stat-guinee.org/images/Documents/Publications/INS/annuelles/annuaire/ANNUAIRE_STATISTIQUE_AGRICOLE__2019_INS_FINALISE.pdf |  |  |  | 4 | 13 | 14574.82 | 400246.98
Kankan | 1757000 | 954000 | 3658 | 269851.52 | 18103 | [6 empty] | 7 | 11 | 12332.54
| 3306000 | 2168000 | 7068 | 670098.5 | 69802 | [6 empty] | 12 | 19 | 21301.66
Country data Togo 2020- for 2017 | Cattle | Sheep and Goat | Pig/ Swine | Poultry/ Chicken | Fish/ aquaculture | Agrowaste | Human waste | Source of information |  |  | Kankan | No de volaille | % de menages | No tetes | Total
Kara | 98537 | 705914 | 161554 | 3347182 | 2139 |  |  | Annuaire statistique regional de kara https://inseed.tg/download-page/?dlm-dp-dl=2986 |  |  |  | 4 | 12 | 18132.72 | 269851.52
[12 empty] | 7 | 8 | 8969.12
[12 empty] | 12 | 10 | 11211.4
Country data Ethiopia 2020 | Cattle | Sheep and Goat | Pig/ Swine | Poultry/ Chicken | Fish/ aquaculture | Agrowaste | Human waste | Source of information
Oromia | 25031068 | 16787137 | N/A | 16668657 |  |  |  | https://livestocklab.ifas.ufl.edu/media/livestocklabifasufledu/pdf-/LSIL_Livestock_Systems_Overview_Ethiopia_2021_08.pdf
SNNP | 12404963 | 9555177 |  | 7347205
Amhara | 16318446 | 17269539 |  | 16827119
Tigray | 4908964 | 6936588 |  | 6317518
| 58663441 | 50548441 | 0 | 47160499
1

## Revised PV calculations
Ethiopia |  | Capacity Installed kW - PV / m3 - biogas | Grant Amount USD | Loan Amount USD | Total USD |  | Grant ratio | Loan ratio
| Solar PV (previous) | 5929 | 4574556.63 | 1354443.64 | 5929000.27 | PV | 0.77156 | 0.22844 | 1
| Biodigester Volume previous | 59896.1 | 13795162.75 | 4173656.64 | 17968819.39 | Biodigestor | 0.76773 | 0.23227
| Total cost PV and Biodigestor (Previous) |  |  |  | 23897819.66
| Biodigester Volume (New) | 10102.9304 | 2326890.2594 | 703988.8661 | 3030879.1254
| Amount remaining for PV |  |  |  | 20866940.5346
| Price per kW |  |  |  | 1000
| New PV sizing (W) |  |  |  | 20866940.5346
| Solar PV (New) | 20866.9405 | 16100016.3305 | 4766924.2041 | 20866940.5346
| Total Cost PV and Biodigestor (New) |  |  |  | 23897819.66
Guinea |  | Capacity Installed kW - PV / m3 - biogas | Grant Amount USD | Loan Amount USD | Total USD |  |  | grant ratio | Loan Ratio
| Solar PV (previous) | 2901 | 2300430.85 | 600569.15 | 2901000 |  | PV | 0.79298 | 0.20702
| Biodigester Volume previous | 9911.0086 | 3437922.1 | 885035.94 | 4322958.04 | 2973302.5794 | Biodigestor | 0.79527 | 0.20473
| Total cost PV and Biodigestor (Previous) |  |  |  | 7223958.04
| Biodigester Volume (New) | 9911.01 | 2364580.9187 | 608722.0813 | 2973303
| Amount remaining for PV |  |  |  | 4250655.04
| Price per kW |  |  |  | 1000
| Solar PV (New) | 4250.655 | 3370678.3822 | 870233.4013 | 4250655.04
| Total Cost PV and Biodigestor (New) |  |  |  | 7223958.04
Senegal |  | Capacity Installed kW - PV / m3 - biogas | Grant Amount USD | Loan Amount USD | Total USD |  |  | grant ratio | Loan Ratio
| Solar PV (previous) | 2834 | 1842959.46 | 991040.54 | 2834000 |  | PV | 0.6503 | 0.3497
| Biodigester Volume previous | 5218.5906 | 1295161.44 | 709500.79 | 2004662.23 | 1565577.1796 | Biodigestor | 0.64607 | 0.35393
| Total cost PV and Biodigestor (Previous) |  |  |  | 4838662.23
| Biodigester Volume (New) | 5218.59 | 1011479.6056 | 554097.3944 | 1565577
| Amount remaining for PV |  |  |  | 3273085.23
| Price per kW |  |  |  | 1000
| Solar PV (New) | 3273.0852 | 2128498.0198 | 1158427.8497 | 3273085.23
| Total Cost PV and Biodigestor (New) |  |  |  | 4838662.23
Togo |  | Capacity Installed kW - PV / m3 - biogas | Grant Amount USD | Loan Amount USD | Total USD |  |  | grant ratio | Loan Ratio
| Solar PV (previous) | 4302 | 3220173.77 | 1081826.23 | 4302000 |  | PV | 0.74853 | 0.25147
| Biodigester Volume previous | 18995.48 | 4297591.78 | 1401053.59 | 5698645.37 | 5698644 | Biodigestor | 0.75414 | 0.24586
| Total cost PV and Biodigestor (Previous) |  |  |  | 10000645.37
| Biodigester Volume (New) | 9447.0627 | 2137329.9905 | 696788.8086 | 2834118.799
| Amount remaining for PV |  |  |  | 7166526.571
| Price per kW |  |  |  | 1000
| Solar PV (New) | 7166.5266 | 5364356.3193 | 1761942.9054 | 7166526.571
| Total Cost PV and Biodigestor (New) |  |  |  | 10000645.37

## Guinea Crop Yields (2) (hidden)
Area | Item | Groups | Element | Unit | Y1995 | Y1996 | Y1997 | Y1998 | Y1999 | Y2000 | Y2001 | Y2002 | Y2003 | Y2004 | Y2005 | Y2006 | Y2007 | Y2008 | Y2009 | Y2010 | Y2011 | Y2012 | Y2013 | Y2014 | Y2015 | Y2016 | Y2017 | Y2018
Guinea | Coconuts | Cash | Yield | hg/ha | 40909 | 37500 | 37758 | 37564 | 37493 | 37502 | 37583 | 37728 | 37500 | 37849 | 37807 | 36929 | 35625 | 37238 | 37312 | 37890 | 39538 | 39192 | 38427 | 38165 | 38602 | 38868 | 38968 | 39068
Guinea | Coffee, green | Cash | Yield | hg/ha | 5091 | 4100 | 4000 | 4301 | 4225 | 4161 | 3540 | 3936 | 4148 | 4143 | 3994 | 4645 | 5011 | 4208 | 4472 | 4417 | 4418 | 4488 | 4502 | 4370 | 4218 | 4165 | 4121 | 4097
Guinea | Oil palm fruit | Cash | Yield | hg/ha | 26667 | 26774 | 26774 | 26774 | 26774 | 26774 | 26774 | 26774 | 26774 | 26774 | 26774 | 26774 | 26774 | 26774 | 26774 | 26774 | 26774 | 26774 | 26774 | 26787 | 26797 | 26711 | 26706 | 26701
Guinea | Plantains and others | Cash | Yield | hg/ha | 51829 | 52410 | 52202 | 52252 | 52287 | 52532 | 52256 | 52237 | 52213 | 52170 | 52145 | 52096 | 51905 | 52144 | 52206 | 52260 | 52614 | 52222 | 52204 | 52277 | 52337 | 52341 | 52353 | 52365
Guinea | Rubber, natural | Cash | Yield | hg/ha | 6710 | 7594 | 8470 | 9359 | 10000 | 11133 | 11953 | 12676 | 14286 | 13358 | 13333 | 13125 | 13500 | 13238 | 13430 | 13333 | 13567 | 13508 | 13087 | 13061 | 13223 | 13161 | 13119 | 13078
Guinea | Sugar cane | Cash | Yield | hg/ha | 511628 | 511111 | 510638 | 510638 | 519231 | 519231 | 519231 | 519231 | 538462 | 538462 | 538462 | 535238 | 533962 | 533962 | 533962 | 533962 | 533962 | 536364 | 535714 | 536321 | 536953 | 536514 | 536794 | 537074
Guinea | Tobacco, unmanufactured | Cash | Yield | hg/ha | 6975 | 7181 | 7387 | 7593 | 7799 | 8005 | 8211 | 8417 | 8623 | 8857 | 8891 | 7794 | 9048 | 10009 | 10350 | 10686 | 11024 | 11750 | 11619 | 11654 | 12081 | 12468 | 12770 | 13072
Guinea | Oilcrops | Cash | Yield | hg/ha | 17533 | 17342 | 17567 | 17607 | 18006 | 21647 | 21674 | 21016 | 21074 | 21027 | 20953 | 20935 | 20340 | 22295 | 20228 | 20638 | 20615 | 17161 | 17195 | 10597 | 10619 | 10376 | 11628 | 11815
Guinea | Oilcrops, Cake Equivalent | Cash | Yield | hg/ha | 1820 | 1793 | 1882 | 1979 | 2085 | 2255 | 2362 | 2402 | 2490 | 2580 | 2667 | 2714 | 2728 | 2871 | 2712 | 2844 | 2907 | 2696 | 2717 | 2227
Guinea | Oilcrops, Oil Equivalent | Cash | Yield | hg/ha | 2563 | 2611 | 2628 | 2544 | 2563 | 2697 | 2773 | 2842 | 2893 | 2942 | 2990 | 3036 | 3026 | 3163 | 3023 | 3105 | 3133 | 2891 | 2905 | 2309
Column1 | Column2 | Column3 | Column4 | Column5 | Column6 | Column7 | Column8 | Column9 | Column10 | Column11 | Column12 | Column13 | Column14 | Column15 | Column16 | Column17 | Column18 | Column19 | Column20 | Column21 | Column22 | Column23 | Column24 | Column25 | Column26 | Column27 | Column28 | Column29 | Column30
Guinea | Fonio | Cereal | Yield | hg/ha | 8032 | 8252 | 8468 | 8700 | 8938 | 11042 | 11097 | 11195 | 11293 | 11392 | 11493 | 11594 | 11696 | 13630 | 11897 | 12280 | 11900 | 9700 | 9900 | 8973 | 7900 | 7820 | 8000 | 7769 | 10123.375
Guinea | Maize | Cereal | Yield | hg/ha | 12036 | 12446 | 12870 | 13308 | 13761 | 14230 | 14430 | 14664 | 14901 | 15143 | 15388 | 15637 | 15891 | 10793 | 16318 | 16313 | 16584 | 12200 | 12500 | 12323 | 12503 | 12265 | 13500 | 13386 | 13891.25
Guinea | Maize, green | Cereal | Yield | hg/ha | 24019 | 24250 | 24483 | 24762 | 24606 | 24605 | 24603 | 24596 | 24662 | 24563 | 24496 | 24545 | 24348 | 24569 | 24167 | 23961 | 23846 | 21591 | 21986 | 22064 | 22314 | 21970 | 21736 | 21505 | 23676.9583
Guinea | Millet | Cereal | Yield | hg/ha | 13141 | 12490 | 11871 | 11283 | 10725 | 10193 | 10046 | 10103 | 10058 | 10170 | 10196 | 10175 | 10419 | 10159 | 10071 | 10041 | 10193 | 10305 | 10333 | 10611 | 10665 | 11028 | 11332 | 12828 | 10768.1667
Guinea | Rice, paddy | Cereal | Yield | hg/ha | 17122 | 17126 | 17129 | 17132 | 17135 | 17139 | 17194 | 17289 | 17384 | 17479 | 17575 | 17672 | 17769 | 19308 | 16705 | 11008 | 11567 | 12000 | 12500 | 11654 | 12000 | 12658 | 12171 | 12581 | 15387.375
Guinea | Sorghum | Cereal | Yield | hg/ha | 13174 | 12605 | 12060 | 11541 | 11042 | 10565 | 10111 | 10174 | 9353 | 10334 | 10323 | 10417 | 10356 | 10043 | 9710 | 9986 | 9951 | 9917 | 9882 | 10400 | 11237 | 11885 | 12569 | 14230 | 10911.0417
14126.3611
Column1 | Column2 | Column3 | Column4 | Column5 | Column6 | Column7 | Column8 | Column9 | Column10 | Column11 | Column12 | Column13 | Column14 | Column15 | Column16 | Column17 | Column18 | Column19 | Column20 | Column21 | Column22 | Column23 | Column24 | Column25 | Column26 | Column27 | Column28 | Column29 | Column30
Guinea | Bananas | Fruits and Vegetables | Yield | hg/ha | 37500 | 37830 | 37864 | 37889 | 37913 | 37991 | 38048 | 37750 | 38018 | 38294 | 38687 | 38272 | 39024 | 39036 | 43523 | 46916 | 52500 | 51190 | 49897 | 50154 | 53299 | 54991 | 56357 | 57723 | 43777.75
Guinea | Mangoes, mangosteens, guavas | Fruits and Vegetables | Yield | hg/ha | 20000 | 19000 | 18750 | 18827 | 19511 | 19635 | 20000 | 19976 | 20000 | 20000 | 20250 | 20000 | 19955 | 20121 | 20014 | 19987 | 20023 | 20050 | 20077 | 20051 | 20048 | 20061 | 20074 | 20087 | 19854.0417
Guinea | Melons, other (inc.cantaloupes) | Fruits and Vegetables | Yield | hg/ha | 100000 | 114286 | 100000 | 100000 | 100000 | 100000 | 100000 | 101061 | 101066 | 101050 | 101012 | 100000 | 100000 | 100000 | 100000 | 100969 | 101073 | 103571 | 101064 | 100896 | 101049 | 101085 | 101072 | 101059 | 101263.0417
Guinea | Pineapples | Fruits and Vegetables | Yield | hg/ha | 40168 | 39394 | 39345 | 39921 | 40053 | 40269 | 40476 | 39985 | 40733 | 41154 | 41569 | 41154 | 41538 | 41132 | 41538 | 41757 | 42053 | 41859 | 41933 | 41985 | 42110 | 41891 | 41932 | 41972 | 41080.0417
Guinea | Seed cotton | Fruits and Vegetables | Yield | hg/ha | 11800 | 11548 | 12876 | 12876 | 12500 | 12514 | 12222 | 11429 | 11443 | 11531 | 11474 | 11549 | 11667 | 11616 | 11493 | 9737 | 9524 | 9767 | 9767 | 9767 | 9635 | 9626 | 9452 | 9328 | 11047.5417
Guinea | Sesame seed | Fruits and Vegetables | Yield | hg/ha | 2359 | 2351 | 2342 | 2334 | 2326 | 2317 | 2309 | 2301 | 2292 | 2347 | 2324 | 2364 | 2318 | 2444 | 2245 | 2179 | 2110 | 1923 | 1923 | 2139 | 2198 | 2500 | 2299 | 2181 | 2267.7083
36548.3542
Column1 | Column2 | Column3 | Column4 | Column5 | Column6 | Column7 | Column8 | Column9 | Column10 | Column11 | Column12 | Column13 | Column14 | Column15 | Column16 | Column17 | Column18 | Column19 | Column20 | Column21 | Column22 | Column23 | Column24 | Column25 | Column26 | Column27 | Column28 | Column29 | Column30
Guinea | Cashew nuts, with shell | Legumes and Nuts | Yield | hg/ha | 8566 | 8722 | 8877 | 8994 | 9173 | 9000 | 10000 | 10000 | 10000 | 10000 | 11273 | 10833 | 10484 | 10000 | 10481 | 9861 | 10718 | 11486 | 11544 | 11304 | 11250 | 11472 | 11667 | 11718 | 10309.2917
Guinea | Groundnuts, with shell | Legumes and Nuts | Yield | hg/ha | 9086 | 9483 | 9841 | 10273 | 10722 | 13013 | 13199 | 13401 | 13606 | 13814 | 14025 | 14240 | 13985 | 15455 | 14000 | 14600 | 14757 | 12100 | 12200 | 7877 | 8000 | 7988 | 9500 | 9801 | 11873.5833
Guinea | Nuts nes | Legumes and Nuts | Yield | hg/ha | [13 empty] | 27083 | 27778 | 27600 | 27692 | 27886 | 28064 | 28093 | 28185 | 28234 | 28332 | 28430 | 27943.3636
Guinea | Treenuts, Total | Legumes and Nuts | Yield | hg/ha | 8566 | 8722 | 8877 | 8994 | 9173 | 9000 | 10000 | 10000 | 10000 | 10000 | 11273 | 10833 | 10484 | 10566 | 10930 | 10164 | 11012 | 11728 | 11714 | 11456 | 11453 | 11649 | 11846 | 11886 | 10430.25
15139.1222
Column1 | Column2 | Column3 | Column4 | Column5 | Column6 | Column7 | Column8 | Column9 | Column10 | Column11 | Column12 | Column13 | Column14 | Column15 | Column16 | Column17 | Column18 | Column19 | Column20 | Column21 | Column22 | Column23 | Column24 | Column25 | Column26 | Column27 | Column28 | Column29 | Column30
Guinea | Cassava | Roots and Tubers | Yield | hg/ha | 70131 | 69762 | 69393 | 69024 | 68660 | 68299 | 69892 | 71520 | 73187 | 74892 | 76636 | 78422 | 80249 | 75231 | 84899 | 84900 | 84900 | 69200 | 69000 | 75618 | 79097 | 78917 | 76939 | 76490 | 74802.4167
Guinea | Potatoes | Roots and Tubers | Yield | hg/ha | [8 empty] | 63371 | 61356 | 63193 | 61011 | 59380 | 70071 | 89880 | 59840 | 56960 | 68229 | 75236 | 53730 | 61348 | 120496 | 59505 | 128755 | 72022.5625
Guinea | Sweet potatoes | Roots and Tubers | Yield | hg/ha | 42809 | 41590 | 40398 | 39241 | 38122 | 37031 | 36981 | 37202 | 36234 | 36277 | 36590 | 37130 | 36982 | 36535 | 32878 | 31081 | 34680 | 34766 | 34575 | 35378 | 40128 | 42623 | 39376 | 49657 | 37844.3333
Guinea | Taro (cocoyam) | Roots and Tubers | Yield | hg/ha | 62222 | 70029 | 68107 | 66241 | 62222 | 63087 | 62500 | 63114 | 63116 | 63098 | 62500 | 62245 | 62857 | 62500 | 62505 | 62467 | 62705 | 62857 | 63006 | 59504 | 56867 | 54698 | 52458 | 38059 | 61206.8333
Guinea | Yams | Roots and Tubers | Yield | hg/ha | 118750 | 112301 | 111765 | 118180 | 114648 | 115212 | 115574 | 120289 | 121090 | 116588 | 115892 | 118441 | 110266 | 91167 | 133141 | 109240 | 111221 | 111594 | 113722 | 80685 | 79764 | 81824 | 89625 | 93663 | 108526.75
70880.5792